## INTRODUCTION TO AMP
TENNESSEE ASSET MANAGEMENT PLAN
The Tennessee Asset Management Plan was designed through the collaborative efforts of the Tennessee Association of Utility Districts and the Tennessee Department of Environment & Conservation. Asset Management Plans are the foundation of sustainability for utility systems of all sizes and types. These plans identify, map, and support an operation and maintenance plan for all assets the utility system is responsible for managing to ensure the system is providing the appropriate level of service to its customers, while tracking needed upgrades, repairs, and maintenance. Proper asset management can identify and rank capital asset needs, leading to strategic and planned capital improvement projects throughout the lifetime of the utilty.
Systems should base asset listing based on the following criteria:
1. Has a value greater than $5,000. The value can be lower if desired, per a threshold adopted by the City/Town/Utility. 2. Has a useful life greater than one year. 3. Will be the lowest level where a work order is generated by the utility. 4. Is critical to the delivery of process, compliance of regulatory standards, and/or provision of staff safety
Example of Assets to include would be critical lift stations, booster pumps, collection lines, distribution lines, water plant equiptment, wastewater plant equiptment, stormwater infrastructure, etc.
For Assistance with Asset Mananagement: Ethan Carter, TAUD - ethancarter@taud.org John Greer, TAUD - johngreer@taud.org Vena Jones, TDEC - vena.l.jones@tn.gov
AMP V. 1.0, 01-19-2023
HOME
NEXT PAGE

## DEFINITIONS (hidden)
Asset Inventory
Asset Name should be the name the utility has chosen to give a particular asset. As an example, if a system contains a number of booster pump stations or lift stations, the system may choose specific names for each station for personnel to readily identify the specific area the station is located (i.e., Circle Drive Lift Station). The same principle can be applied to force mains, transmission lines and other critical assets.
The Asset ID will be the utilities identification marker for each asset. This number should be linked to inventory of assets in order to meticulously keep up with all critical assets. Each utility should assure that all critical assets have an ID Number for their components.
Asset Category is a dropdown that allows the utility to select a specific location within the assets overall Category (I.E., Drinking Water, Wastewater, Stormwater). If no appropriate category is listed, a utility may select the “OTHER” selection and describe the asset in the Asset Description Box.
Asset Type will be the identifier that utility personnel readily view the asset. This could be as simple as PVC Pipe, Lift Station, Clear Well, etc.
Model/Serial Number will help the system when repair or replacement of the asset are required. Adding the appropriate model and/or serial number will assist system personnel when contacting the manufacturer to locate parts for repairs or full replacement of the equipment.
Asset Description can be used to add any additional identifiers for system personnel to assist them in locating which particular asset is being reviewed.
Asset Size will provide essential knowledge when repairs or replacement is needed for the asset. Personnel should assure that sizing is based on manufacturer and engineering specs when providing this information.
GIS Longitude/GIS Latitude is based on current DWR specifications that have been chosen by the Tennessee Department of Environment and Conservation. TDEC uses the Decimal Degrees methodology for GIS location, with four decimal places being the preferred input type.
Install Date should be placed when the asset is first integrated into the system. This information will also assist system personnel in depreciation of the equipment and planning proper repairs and replacement of the asset.
Repair/Replacement History should be utilized to add any relevant information regarding work that has been done to the asset. If the asset has been replaced completely, the system should begin a new AMP line for that piece of equipment.
Photos has been offered as an area where a system may link a photo of the asset in order to assist future personnel in physically viewing the part.
Asset Life Cycle
Date In Service should be utilized in order for the system to appropriately maintain the assets changes throughout its useful life. The utility should be careful to place the date as the actual date it was integrated into the system rather than the date it was purchased. This will allow for proper useful life to be estimated.
Useful Life (Years) will be the years the manufacturer has estimated the asset to remain in working condition. Personnel should assure that this number is representative of the asset.
Years In Use will be the approximate years that the asset has been integrated into the system.
Remaining Useful Life is automatically calculated based on Useful Life and Years In Use. Understanding the Remaining Useful Life will help the utility to plan O&M appropriately as well as any needed replacement of equipment needed.
% Remaining Useful Life is the approximate percentage of life remaining for the listed asset. This block is also auto populated based on Remaining Useful Life.
Asset Recently Reviewed can be used as a notes area where the asset has been reviewed for proper working order and maintenance. A system may use this area as a place to assess the asset for future development
Asset Life Extended can be utilized to add in years that the life of the asset has been extended based on proper O&M. The system should be careful to add this extension back into the Useful Life (Years) if the asset has extended its life to properly assess the assets Remaining Useful Life.
Date of Assessment should be added in for system personnel to retain records of when the asset was reviewed.
Asset Condition
% Remaining Useful Life is a dropdown that scores the percentage of life left in the asset. This differs from the % Remaining Useful Life column found in Asset Life Cycle as it is calculated in ascending progression to provide a score for Asset Criticality. The assessor should be sure to add the appropriate score number to the Score column once the % Useful Life has been chosen.
Asset Service is a dropdown that allows the utility to assess the maintenance required to maintain the appropriate condition and working order of the asset. The assessor should be sure to add the appropriate score number to the Score column once the Asset Service has been chosen.
Asset Condition is a dropdown that describes the current condition of the asset. By selecting the condition based on current working knowledge, the utility may be provided a snapshot of the asset for future replacement needs. The assessor should be sure to add the appropriate score number to the Score column once the Asset Condition has been chosen.
Asset Criticality is an auto populated field based on the result of the accumulated scores of % Remaining Useful Life, Asset Service, and Asset Condition.
For descriptive purposes, a ranking table has been provided to describe all the above dropdown selections in more detail.
Asset Criticality
Like Asset Condition, the Asset Criticality sheet is meant to score the criticality that each asset poses to the systems compliance and level of service to its customers. Each question is built as a drop down with scores assessed to each answer. All scores should be placed in their adjacent Score boxes.
Asset Criticality is a summation of the scores of Redundancy, Population, Compliance, and Environmental Concerns along with the Probability of Failure.
Capital Improvement Needs
Initial Price of Assets should be listed based on the purchase price of the asset when it was purchased by the utility.
Estimated Replacement Cost is an auto populated field based on the Initial Price of Assets and the Historical Average Inflation Rate. It is important that the utility keep up with the average inflation rate in order to properly account for future replacement costs.
Expected Replacement Cost, Asset Condition, and Asset Criticality are all auto populated fields that are used to calculate Asset Priority. Asset Priority will rank assets based on their cumulative scores from all fields and show the level of criticality to replace the assets.
Link to Map
Link to Map is built as an area where the system may include a copy or copies of the system wide map. A system may insert the map and it may be beneficial to system personnel in reviewing and assessing assets throughout their life cycle.
PREVIOUS PAGE
HOME
NEXT PAGE

## ASSET RATING (hidden)
ASSET RANKING KEY FOR CONDITION PRIORITY LIST
NOTE
ASSET CONDITION
RATING (cell JK) | DESCRIPTION
5 | Unserviceable/End of useful life - Over 50% of asset requires replacement
4 | Significant Deterioration - 20-40% requires renewal/upgrade
3 | Moderate Deterioration - 10-20% requires significant maintenance
2 | Minor Deterioration - Requires minor maintenance
1 | New or Excellent Condition - Only normal maintenance required
% REMAINING USEFUL LIFE
RATING (cell H) | DESCRIPTION
5 | 0-20%- Imminent - Asset is at end of life with failure imminent; lossof service imminent
4 | 20-40%- Probable, Asset is likely to fail within a short time frame; loss of service critical.
3 | 40-60%- Moderate - Asset is approaching failure if no life extending practices are condisidered; loss of service is approaching critical.
2 | 60-80%- Mild - Asset is manageable but life extending practices required to prolong useful life; loss of service unlikely.
1 | 80-100 %, Improbable - Asset is new to excellent in service with only routine maintenance required; loss of service negatable.
ASSET LEVEL OF SERVICE
RATING (cell MN) | DESCRIPTION
5 | Significantly below current level of service.
4 | Moderately below current level of service.
3 | Meets current level of service.
2 | Exceeds current level of service.
1 | New or greatly exceeds current level of service.
NOTE UPDATE DEFINITIONS TO MATCH DROPDOWN OPTIONs

## INSTRUCTIONS
INSTRUCTIONS
Hello! We hope that this Asset Management plan template is useful in helping you idenitfy the critcality and potential improvement needs of your assets! This text box contains instructions and other tips to guide you through successful filling out your Asset Management Plan.
Navigation:
This template is designed to move through its pages sequentially. Many pages contain formulas that require input from the previous page in order to calculate correctly. To help guide users trhough we have included NEXT and PREVIOUS page buttons. You will see them on the top of every page.
Feel free to try them now to get an idea of how they work.
You, the user should ensure that all data in entered correctly and completely before navigating to the next page.
Data Input:
Many columns in this template contain calculated cells. These cells will be locked in an effort to perserve the formulas. You can tell these columns are locked by there style, an alternating white and grey bands. You, the user will only be responsible for entering information in columns that are styled in yellow. See picture below for an example.
Some cells have assiocated drop downs to ensure data is entered correctly. Please ensure you have selected the correct option for each line item. See examples below
Asset ID:
To ensure backwards compatability in excel versions back to EXCEL 2010. This template contains lookup formulas that REQUIRE UNIQUE ASSET IDs. Please ensure that on the inventory page all entered ASSET IDs are unique and are not duplicated. Errors or misleading values can occur if ASSET IDs are duplicated.
# of Asset Limit:
To ensure backwards compatibility and aviod email size limit restrictions tables are limited to 10,000 rows. Please limit number of assests to less than 10,000.
Troubleshooting:
If you plan on copying and pasting Inventory data into this template please ensure that the data contains no trailing spaces or special characters as this can interfere with calculated cells and create errors.
If you encounter either errors or uncalculated rows, please move backwards through the pages and ensure all data input columns are correctly entered.
Users should contact TDEC if they would like to customize the templates
PREVIOUS PAGE
NEXT PAGE
PREVIOUS PAGE
NEXT PAGE

## UTILITY INFORMATION
TENNESSEE ASSET MANAGEMENT PLAN
UTILITY NAME:
UTILITY LOCATION:
CONTACT INFORMATION: | Name: | Title:
| Phone Number: | Email:
| Name: | Title:
| Phone Number: | Email:
PERMIT NUMBER:
NUMBER OF EMPLOYEES:
NUMBER OF CONNECTIONS:
DATE ESTABLISHED:
DATE UPDATED:
SYSTEM CAPACITY:
POPULATION SERVED:
ASSESOR NAME:
PREVIOUS PAGE
HOME
NEXT PAGE

## INVENTORY
SYSTEM ASSET INFORMATION
ASSET LOCATION | ASSET NAME | ASSET ID (MUST BE UNIQUE) | ASSET CATEGORY | ASSET TYPE | MODEL/SERIAL NUMBER | ASSET DESCRIPTION | ASSET SIZE | GIS LONGITUDE | GIS LATITUDE | INSTALL DATE | REPAIR/REPLACEMENT HISTORY | PHOTOS
TREATMENT PLANT | FEED System Alpha | WTPE0064 | FEED SYSTEMS | Plant Equipment | 45643434 | Use this space for additonal desciption if necessary |  |  |  | 3396400% | Use this space for Repair/replacement history | Use this space to include links to photos
TREATMENT PLANT | Reverse Osmosis Membrane Filter | WTPE0044 | FILTRATION | Plant Equipment | fdhdh5646 | Use this space for additonal desciption if necessary |  |  |  | 3434000% | Use this space for Repair/replacement history | Use this space to include links to photos
TREATMENT PLANT | Clarifier 1B | WTPE01 | CLARIFIER | Plant Equipment | 4f64rfs | Use this space for additonal desciption if necessary |  |  |  | 3452300% | Use this space for Repair/replacement history | Use this space to include links to photos
TREATMENT PLANT | Aeration blower 3C | WTPE02 | AERATION | Plant Equipment | 46s46 | Use this space for additonal desciption if necessary |  |  |  | 3396400% | Use this space for Repair/replacement history | Use this space to include links to photos
TREATMENT PLANT | Automated Pipet System | LAB004 | LAB | Plant Equipment |  | Use this space for additonal desciption if necessary |  |  |  | 3434000% | Use this space for Repair/replacement history | Use this space to include links to photos
TREATMENT PLANT | Chlorine Injection Unit | WTPE005 | DISINFECTION | Plant Equipment | ag666 | Use this space for additonal desciption if necessary |  |  |  | 3452300% | Use this space for Repair/replacement history | Use this space to include links to photos
TREATMENT PLANT | Backwash Unit | WTPE006 | BACKWASH | Plant Equipment | aega999 | Use this space for additonal desciption if necessary |  |  |  | 3396400% | Use this space for Repair/replacement history | Use this space to include links to photos
TREATMENT PLANT | Truck 01 | TRK001 | VEHICLES/HEAVY MACHINERY | Plant Equipment | FORD F-150 | Use this space for additonal desciption if necessary |  |  |  | 3434000% | Use this space for Repair/replacement history | Use this space to include links to photos
TREATMENT PLANT | Copper Coil | SP00001 | OTHER | Spareparts |  | Use this space for additonal desciption if necessary |  |  |  | 3452300% | Use this space for Repair/replacement history | Use this space to include links to photos
DISTRIBUTION SYSTEM | BP001 | BP001 | BOOSTER PUMP | Transmission Equipment | KLZ555 | Use this space for additonal desciption if necessary |  |  |  | 3396400% | Use this space for Repair/replacement history | Use this space to include links to photos
DISTRIBUTION SYSTEM | Gotham City Tank 1 | TNK001 | TANK | Storage | FF553 | Use this space for additonal desciption if necessary |  |  |  | 3434000% | Use this space for Repair/replacement history | Use this space to include links to photos
DISTRIBUTION SYSTEM | Cross County Line 4 | CCTL0004 | TRANSMISSION LINE | Service Lines |  | Use this space for additonal desciption if necessary |  |  |  | 3452300% | Use this space for Repair/replacement history | Use this space to include links to photos
DISTRIBUTION SYSTEM | HY0066756 | HY0066756 | HYDRANTS | Service Hydrants | FLUSH | Use this space for additonal desciption if necessary |  |  |  | 3396400% | Use this space for Repair/replacement history | Use this space to include links to photos
DISTRIBUTION SYSTEM | CKV0006642 | CKV0006642 | VALVES | Service Line Valves | chk12A | Use this space for additonal desciption if necessary |  |  |  | 3434000% | Use this space for Repair/replacement history | Use this space to include links to photos
DISTRIBUTION SYSTEM | Skid Steer | WTPE0010 | VEHICLES/HEAVY MACHINERY | Water Group Equipment | BOBCAT S70 | Use this space for additonal desciption if necessary |  |  |  | 3471600% | Use this space for Repair/replacement history | Use this space to include links to photos
DISTRIBUTION SYSTEM | Copper Coil | SP00002 | OTHER | Spareparts |  | Use this space for additonal desciption if necessary |  |  |  | 3509200% | Use this space for Repair/replacement history | Use this space to include links to photos
PREVIOUS PAGE
NEXT PAGE
Asset Name should be the name the utility has chosen to give a particular asset. As an example, if a system contains a number of booster pump stations or lift stations, the system may choose specific names for each station for personnel to readily identify the specific area the station is located (i.e., Circle Drive Lift Station). The same principle can be applied to force mains, transmission lines and other critical assets. Asset
The Asset ID (must be a unique ID) will be the utilities identification marker for each asset. This number should be linked to inventory of assets in order to meticulously keep up with all critical assets. Each utility should assure that all critical assets have an ID Number for their components.
Asset Category is a dropdown that allows the utility to select a specific location within the assets overall Category (I.E., Drinking Water, Wastewater, Stormwater). If no appropriate category is listed, a utility may select the “OTHER” selection and describe the asset in the Asset Description Box.
Asset Type will be the identifier that utility personnel readily view the asset. This could be as simple as PVC Pipe, Lift Station, Clear Well, etc.
Model/Serial Number will help the system when repair or replacement of the asset are required. Adding the appropriate model and/or serial number will assist system personnel when contacting the manufacturer to locate parts for repairs or full replacement of the equipment.
Asset Description can be used to add any additional identifiers for system personnel to assist them in locating which particular asset is being reviewed.
Asset Size will provide essential knowledge when repairs or replacement is needed for the asset. Personnel should assure that sizing is based on manufacturer and engineering specs when providing this information.
GIS Longitude/GIS Latitude is based on current DWR specifications that have been chosen by the Tennessee Department of Environment and Conservation. TDEC uses the Decimal Degrees methodology for GIS location, with four decimal places being the preferred input type.
Install Date should be placed when the asset is first integrated into the system. This information will also assist system personnel in depreciation of the equipment and planning proper repairs and replacement of the asset.
Repair/Replacement History should be utilized to add any relevant information regarding work that has been done to the asset. If the asset has been replaced completely, the system should begin a new AMP line for that piece of equipment.
Photos has been offered as an area where a system may link a photo of the asset in order to assist future personnel in physically viewing the part.
PLEASE INPUT DATA IN CELLS FILLED WITH THIS BACKGROUND COLOR
Note on D3: SYSTEMS SHOULD LIST ALL ASSETS BASED ON CATEGORY FOR EASE OF USE PURPOSES.
Note on I3: LONGITUDE SHOULD FOLLOW THE DECIMAL DEGREE METHOD WITH AT LEAST 6 DECIMAL PLACES ADDED.
Note on J3: LATITUDE SHOULD FOLLOW THE DECIMAL DEGREE METHOD WITH AT LEAST 6 DECIMAL PLACES ADDED.

## LIFE CYCLE
UTILITY ASSET LIFE-CYCLE
ASSET LOCATION | ASSET NAME | ASSET ID | DATE IN SERVICE | USEFUL LIFE (YEARS) | DATE OF ASSESMENT | RECENT ASSET REVIEW | DESCRIPTION OF ASSESMENT | ASSET LIFE ADJUSTMENT (+ - YEARS) | YEARS IN USE | REMAINING USEFUL LIFE (YEARS) | % USEFUL LIFE REMAINING
TREATMENT PLANT | FEED System Alpha | WTPE0064 | 3381100% | 20 | 4490700% | You may use any review criteria you like here | You may use any wording you choose here |  | 30 | -10 | -33.33%
TREATMENT PLANT | Reverse Osmosis Membrane Filter | WTPE0044 | 3417600% | 10 | 4490800% | Poor | You may use any wording you choose here |  | 29 | -19 | -65.52%
TREATMENT PLANT | Clarifier 1B | WTPE01 | 4220300% | 10 | 4490900% | Good | Flight is deterating quickly likely less than one year of service remaining | -2.5 | 7 | 0.5 | 7.143%
TREATMENT PLANT | Aeration blower 3C | WTPE02 | 3490600% | 10 | 4491000% | Satisfactory | You may use any wording you choose here |  | 27 | -17 | -62.96%
TREATMENT PLANT | Automated Pipet System | LAB004 | 3527200% | 15 | 4491100% | Excellent | You may use any wording you choose here |  | 26 | -11 | -42.31%
TREATMENT PLANT | Chlorine Injection Unit | WTPE005 | 3563700% | 20 | 4491200% | Poor | You may use any wording you choose here | 5 | 25 | 0 | 0%
TREATMENT PLANT | Backwash Unit | WTPE006 | 3600200% | 20 | 4491300% | Good | You may use any wording you choose here |  | 24 | -4 | -16.67%
TREATMENT PLANT | Truck 01 | TRK001 | 3636700% | 20 | 4491400% | Satisfactory | You may use any wording you choose here | 3 | 23 | 0 | 0%
TREATMENT PLANT | Copper Coil | SP00001 | 3673300% | 100 | 4491500% | Excellent | You may use any wording you choose here |  | 22 | 78 | 100%
DISTRIBUTION SYSTEM | BP001 | BP001 | 3709800% | 15 | 4491600% | Poor | You may use any wording you choose here |  | 21 | -6 | -28.57%
DISTRIBUTION SYSTEM | Gotham City Tank 1 | TNK001 | 3746300% | 50 | 4491700% | Good | You may use any wording you choose here |  | 20 | 30 | 100%
DISTRIBUTION SYSTEM | Cross County Line 4 | CCTL0004 | 3782800% | 50 | 4491800% | Satisfactory | You may use any wording you choose here |  | 19 | 31 | 100%
DISTRIBUTION SYSTEM | HY0066756 | HY0066756 | 3819400% | 35 | 4491900% | Excellent | You may use any wording you choose here |  | 18 | 17 | 94.44%
DISTRIBUTION SYSTEM | CKV0006642 | CKV0006642 | 4487700% | 10 | 4492000% | NEWELY INSTALLED | You may use any wording you choose here |  | 0 | 10
DISTRIBUTION SYSTEM | Skid Steer | WTPE0010 | 3381100% | 15 | 4492100% | Good | You may use any wording you choose here |  | 30 | -15 | -50%
DISTRIBUTION SYSTEM | Copper Coil | SP00002 |  | 100 | 4492200% | NEWELY INSTALLED | You may use any wording you choose here
0 | 0 | 0
0 | 0 | 0
0 | 0 | 0
0 | 0 | 0
0 | 0 | 0
0 | 0 | 0
0 | 0 | 0
0 | 0 | 0
0 | 0 | 0
0 | 0 | 0
0 | 0 | 0
0 | 0 | 0
0 | 0 | 0
0 | 0 | 0
0 | 0 | 0
0 | 0 | 0
0 | 0 | 0
0 | 0 | 0
0 | 0 | 0
0 | 0 | 0
0 | 0 | 0
0 | 0 | 0
0 | 0 | 0
0 | 0 | 0
0 | 0 | 0
0 | 0 | 0
0 | 0 | 0
0 | 0 | 0
0 | 0 | 0
0 | 0 | 0
0 | 0 | 0
0 | 0 | 0
0 | 0 | 0
0 | 0 | 0
0 | 0 | 0
0 | 0 | 0
0 | 0 | 0
0 | 0 | 0
0 | 0 | 0
0 | 0 | 0
0 | 0 | 0
0 | 0 | 0
0 | 0 | 0
0 | 0 | 0
0 | 0 | 0
0 | 0 | 0
0 | 0 | 0
0 | 0 | 0
0 | 0 | 0
0 | 0 | 0
0 | 0 | 0
0 | 0 | 0
0 | 0 | 0
0 | 0 | 0
0 | 0 | 0
0 | 0 | 0
0 | 0 | 0
0 | 0 | 0
0 | 0 | 0
0 | 0 | 0
0 | 0 | 0
0 | 0 | 0
0 | 0 | 0
0 | 0 | 0
0 | 0 | 0
0 | 0 | 0
0 | 0 | 0
0 | 0 | 0
0 | 0 | 0
0 | 0 | 0
0 | 0 | 0
0 | 0 | 0
0 | 0 | 0
0 | 0 | 0
0 | 0 | 0
0 | 0 | 0
0 | 0 | 0
0 | 0 | 0
0 | 0 | 0
0 | 0 | 0
0 | 0 | 0
0 | 0 | 0
0 | 0 | 0
0 | 0 | 0
0 | 0 | 0
0 | 0 | 0
0 | 0 | 0
0 | 0 | 0
0 | 0 | 0
0 | 0 | 0
0 | 0 | 0
0 | 0 | 0
0 | 0 | 0
0 | 0 | 0
0 | 0 | 0
0 | 0 | 0
0 | 0 | 0
0 | 0 | 0
0 | 0 | 0
0 | 0 | 0
0 | 0 | 0
0 | 0 | 0
0 | 0 | 0
0 | 0 | 0
0 | 0 | 0
0 | 0 | 0
0 | 0 | 0
0 | 0 | 0
0 | 0 | 0
0 | 0 | 0
0 | 0 | 0
0 | 0 | 0
0 | 0 | 0
0 | 0 | 0
0 | 0 | 0
0 | 0 | 0
0 | 0 | 0
0 | 0 | 0
0 | 0 | 0
0 | 0 | 0
0 | 0 | 0
0 | 0 | 0
0 | 0 | 0
0 | 0 | 0
0 | 0 | 0
0 | 0 | 0
0 | 0 | 0
0 | 0 | 0
0 | 0 | 0
0 | 0 | 0
0 | 0 | 0
0 | 0 | 0
0 | 0 | 0
0 | 0 | 0
0 | 0 | 0
0 | 0 | 0
0 | 0 | 0
0 | 0 | 0
0 | 0 | 0
0 | 0 | 0
0 | 0 | 0
0 | 0 | 0
0 | 0 | 0
0 | 0 | 0
0 | 0 | 0
0 | 0 | 0
0 | 0 | 0
0 | 0 | 0
0 | 0 | 0
0 | 0 | 0
0 | 0 | 0
0 | 0 | 0
0 | 0 | 0
0 | 0 | 0
0 | 0 | 0
0 | 0 | 0
0 | 0 | 0
0 | 0 | 0
0 | 0 | 0
0 | 0 | 0
0 | 0 | 0
0 | 0 | 0
0 | 0 | 0
0 | 0 | 0
0 | 0 | 0
0 | 0 | 0
0 | 0 | 0
0 | 0 | 0
0 | 0 | 0
0 | 0 | 0
0 | 0 | 0
0 | 0 | 0
0 | 0 | 0
0 | 0 | 0
0 | 0 | 0
0 | 0 | 0
0 | 0 | 0
0 | 0 | 0
0 | 0 | 0
0 | 0 | 0
0 | 0 | 0
0 | 0 | 0
0 | 0 | 0
0 | 0 | 0
0 | 0 | 0
0 | 0 | 0
0 | 0 | 0
0 | 0 | 0
0 | 0 | 0
0 | 0 | 0
0 | 0 | 0
0 | 0 | 0
0 | 0 | 0
0 | 0 | 0
0 | 0 | 0
0 | 0 | 0
0 | 0 | 0
0 | 0 | 0
0 | 0 | 0
0 | 0 | 0
0 | 0 | 0
0 | 0 | 0
0 | 0 | 0
0 | 0 | 0
0 | 0 | 0
0 | 0 | 0
0 | 0 | 0
0 | 0 | 0
0 | 0 | 0
0 | 0 | 0
0 | 0 | 0
0 | 0 | 0
0 | 0 | 0
0 | 0 | 0
0 | 0 | 0
0 | 0 | 0
0 | 0 | 0
0 | 0 | 0
0 | 0 | 0
0 | 0 | 0
0 | 0 | 0
0 | 0 | 0
0 | 0 | 0
0 | 0 | 0
0 | 0 | 0
0 | 0 | 0
0 | 0 | 0
0 | 0 | 0
0 | 0 | 0
0 | 0 | 0
0 | 0 | 0
0 | 0 | 0
0 | 0 | 0
0 | 0 | 0
0 | 0 | 0
0 | 0 | 0
0 | 0 | 0
0 | 0 | 0
0 | 0 | 0
0 | 0 | 0
0 | 0 | 0
0 | 0 | 0
0 | 0 | 0
0 | 0 | 0
0 | 0 | 0
0 | 0 | 0
0 | 0 | 0
0 | 0 | 0
0 | 0 | 0
0 | 0 | 0
0 | 0 | 0
0 | 0 | 0
0 | 0 | 0
0 | 0 | 0
0 | 0 | 0
0 | 0 | 0
0 | 0 | 0
0 | 0 | 0
0 | 0 | 0
0 | 0 | 0
0 | 0 | 0
0 | 0 | 0
0 | 0 | 0
0 | 0 | 0
0 | 0 | 0
0 | 0 | 0
0 | 0 | 0
0 | 0 | 0
0 | 0 | 0
0 | 0 | 0
0 | 0 | 0
0 | 0 | 0
0 | 0 | 0
0 | 0 | 0
0 | 0 | 0
0 | 0 | 0
0 | 0 | 0
0 | 0 | 0
0 | 0 | 0
0 | 0 | 0
0 | 0 | 0
0 | 0 | 0
0 | 0 | 0
0 | 0 | 0
0 | 0 | 0
0 | 0 | 0
0 | 0 | 0
0 | 0 | 0
0 | 0 | 0
0 | 0 | 0
0 | 0 | 0
0 | 0 | 0
0 | 0 | 0
0 | 0 | 0
0 | 0 | 0
0 | 0 | 0
0 | 0 | 0
0 | 0 | 0
0 | 0 | 0
0 | 0 | 0
0 | 0 | 0
0 | 0 | 0
0 | 0 | 0
0 | 0 | 0
0 | 0 | 0
0 | 0 | 0
0 | 0 | 0
0 | 0 | 0
0 | 0 | 0
0 | 0 | 0
0 | 0 | 0
0 | 0 | 0
0 | 0 | 0
0 | 0 | 0
0 | 0 | 0
0 | 0 | 0
0 | 0 | 0
0 | 0 | 0
0 | 0 | 0
0 | 0 | 0
0 | 0 | 0
0 | 0 | 0
0 | 0 | 0
0 | 0 | 0
0 | 0 | 0
0 | 0 | 0
0 | 0 | 0
0 | 0 | 0
0 | 0 | 0
0 | 0 | 0
0 | 0 | 0
0 | 0 | 0
0 | 0 | 0
0 | 0 | 0
0 | 0 | 0
0 | 0 | 0
0 | 0 | 0
0 | 0 | 0
0 | 0 | 0
0 | 0 | 0
0 | 0 | 0
0 | 0 | 0
0 | 0 | 0
0 | 0 | 0
0 | 0 | 0
0 | 0 | 0
0 | 0 | 0
0 | 0 | 0
0 | 0 | 0
0 | 0 | 0
0 | 0 | 0
0 | 0 | 0
0 | 0 | 0
0 | 0 | 0
0 | 0 | 0
0 | 0 | 0
0 | 0 | 0
0 | 0 | 0
0 | 0 | 0
0 | 0 | 0
0 | 0 | 0
0 | 0 | 0
0 | 0 | 0
0 | 0 | 0
0 | 0 | 0
0 | 0 | 0
0 | 0 | 0
0 | 0 | 0
0 | 0 | 0
0 | 0 | 0
0 | 0 | 0
0 | 0 | 0
0 | 0 | 0
0 | 0 | 0
0 | 0 | 0
0 | 0 | 0
0 | 0 | 0
0 | 0 | 0
0 | 0 | 0
0 | 0 | 0
0 | 0 | 0
0 | 0 | 0
0 | 0 | 0
0 | 0 | 0
0 | 0 | 0
0 | 0 | 0
0 | 0 | 0
0 | 0 | 0
0 | 0 | 0
0 | 0 | 0
0 | 0 | 0
0 | 0 | 0
0 | 0 | 0
0 | 0 | 0
0 | 0 | 0
0 | 0 | 0
0 | 0 | 0
0 | 0 | 0
0 | 0 | 0
0 | 0 | 0
0 | 0 | 0
0 | 0 | 0
0 | 0 | 0
0 | 0 | 0
0 | 0 | 0
0 | 0 | 0
0 | 0 | 0
0 | 0 | 0
0 | 0 | 0
0 | 0 | 0
0 | 0 | 0
0 | 0 | 0
0 | 0 | 0
0 | 0 | 0
0 | 0 | 0
0 | 0 | 0
0 | 0 | 0
0 | 0 | 0
0 | 0 | 0
0 | 0 | 0
0 | 0 | 0
0 | 0 | 0
0 | 0 | 0
0 | 0 | 0
0 | 0 | 0
0 | 0 | 0
0 | 0 | 0
0 | 0 | 0
0 | 0 | 0
0 | 0 | 0
0 | 0 | 0
0 | 0 | 0
0 | 0 | 0
0 | 0 | 0
0 | 0 | 0
0 | 0 | 0
0 | 0 | 0
0 | 0 | 0
0 | 0 | 0
0 | 0 | 0
0 | 0 | 0
0 | 0 | 0
0 | 0 | 0
0 | 0 | 0
0 | 0 | 0
0 | 0 | 0
0 | 0 | 0
0 | 0 | 0
0 | 0 | 0
0 | 0 | 0
0 | 0 | 0
0 | 0 | 0
0 | 0 | 0
0 | 0 | 0
0 | 0 | 0
0 | 0 | 0
0 | 0 | 0
0 | 0 | 0
0 | 0 | 0
0 | 0 | 0
0 | 0 | 0
0 | 0 | 0
0 | 0 | 0
0 | 0 | 0
0 | 0 | 0
0 | 0 | 0
0 | 0 | 0
0 | 0 | 0
0 | 0 | 0
0 | 0 | 0
0 | 0 | 0
0 | 0 | 0
0 | 0 | 0
0 | 0 | 0
0 | 0 | 0
0 | 0 | 0
0 | 0 | 0
0 | 0 | 0
0 | 0 | 0
0 | 0 | 0
0 | 0 | 0
0 | 0 | 0
0 | 0 | 0
0 | 0 | 0
0 | 0 | 0
0 | 0 | 0
0 | 0 | 0
0 | 0 | 0
0 | 0 | 0
0 | 0 | 0
0 | 0 | 0
0 | 0 | 0
0 | 0 | 0
0 | 0 | 0
0 | 0 | 0
0 | 0 | 0
0 | 0 | 0
0 | 0 | 0
0 | 0 | 0
0 | 0 | 0
0 | 0 | 0
0 | 0 | 0
0 | 0 | 0
0 | 0 | 0
0 | 0 | 0
0 | 0 | 0
0 | 0 | 0
0 | 0 | 0
0 | 0 | 0
0 | 0 | 0
0 | 0 | 0
0 | 0 | 0
0 | 0 | 0
0 | 0 | 0
0 | 0 | 0
0 | 0 | 0
0 | 0 | 0
0 | 0 | 0
0 | 0 | 0
0 | 0 | 0
0 | 0 | 0
0 | 0 | 0
0 | 0 | 0
0 | 0 | 0
0 | 0 | 0
0 | 0 | 0
0 | 0 | 0
0 | 0 | 0
0 | 0 | 0
0 | 0 | 0
0 | 0 | 0
0 | 0 | 0
0 | 0 | 0
0 | 0 | 0
0 | 0 | 0
0 | 0 | 0
0 | 0 | 0
0 | 0 | 0
0 | 0 | 0
0 | 0 | 0
0 | 0 | 0
0 | 0 | 0
0 | 0 | 0
0 | 0 | 0
0 | 0 | 0
0 | 0 | 0
0 | 0 | 0
0 | 0 | 0
0 | 0 | 0
0 | 0 | 0
0 | 0 | 0
0 | 0 | 0
0 | 0 | 0
0 | 0 | 0
0 | 0 | 0
0 | 0 | 0
0 | 0 | 0
0 | 0 | 0
0 | 0 | 0
0 | 0 | 0
0 | 0 | 0
0 | 0 | 0
0 | 0 | 0
0 | 0 | 0
0 | 0 | 0
0 | 0 | 0
0 | 0 | 0
0 | 0 | 0
0 | 0 | 0
0 | 0 | 0
0 | 0 | 0
0 | 0 | 0
0 | 0 | 0
0 | 0 | 0
0 | 0 | 0
0 | 0 | 0
0 | 0 | 0
0 | 0 | 0
0 | 0 | 0
0 | 0 | 0
0 | 0 | 0
0 | 0 | 0
0 | 0 | 0
0 | 0 | 0
0 | 0 | 0
0 | 0 | 0
0 | 0 | 0
0 | 0 | 0
0 | 0 | 0
0 | 0 | 0
0 | 0 | 0
0 | 0 | 0
0 | 0 | 0
0 | 0 | 0
0 | 0 | 0
0 | 0 | 0
0 | 0 | 0
0 | 0 | 0
0 | 0 | 0
0 | 0 | 0
0 | 0 | 0
0 | 0 | 0
0 | 0 | 0
0 | 0 | 0
0 | 0 | 0
0 | 0 | 0
0 | 0 | 0
0 | 0 | 0
0 | 0 | 0
0 | 0 | 0
0 | 0 | 0
0 | 0 | 0
0 | 0 | 0
0 | 0 | 0
0 | 0 | 0
0 | 0 | 0
0 | 0 | 0
0 | 0 | 0
0 | 0 | 0
0 | 0 | 0
0 | 0 | 0
0 | 0 | 0
0 | 0 | 0
0 | 0 | 0
0 | 0 | 0
0 | 0 | 0
0 | 0 | 0
0 | 0 | 0
0 | 0 | 0
0 | 0 | 0
0 | 0 | 0
0 | 0 | 0
0 | 0 | 0
0 | 0 | 0
0 | 0 | 0
0 | 0 | 0
0 | 0 | 0
0 | 0 | 0
0 | 0 | 0
0 | 0 | 0
0 | 0 | 0
0 | 0 | 0
0 | 0 | 0
0 | 0 | 0
0 | 0 | 0
0 | 0 | 0
0 | 0 | 0
0 | 0 | 0
0 | 0 | 0
0 | 0 | 0
0 | 0 | 0
0 | 0 | 0
0 | 0 | 0
0 | 0 | 0
0 | 0 | 0
0 | 0 | 0
0 | 0 | 0
0 | 0 | 0
0 | 0 | 0
0 | 0 | 0
0 | 0 | 0
0 | 0 | 0
0 | 0 | 0
0 | 0 | 0
0 | 0 | 0
0 | 0 | 0
0 | 0 | 0
0 | 0 | 0
0 | 0 | 0
0 | 0 | 0
0 | 0 | 0
0 | 0 | 0
0 | 0 | 0
0 | 0 | 0
0 | 0 | 0
0 | 0 | 0
0 | 0 | 0
0 | 0 | 0
0 | 0 | 0
0 | 0 | 0
0 | 0 | 0
0 | 0 | 0
0 | 0 | 0
0 | 0 | 0
0 | 0 | 0
0 | 0 | 0
0 | 0 | 0
0 | 0 | 0
0 | 0 | 0
0 | 0 | 0
0 | 0 | 0
0 | 0 | 0
0 | 0 | 0
0 | 0 | 0
0 | 0 | 0
0 | 0 | 0
0 | 0 | 0
0 | 0 | 0
0 | 0 | 0
0 | 0 | 0
0 | 0 | 0
0 | 0 | 0
0 | 0 | 0
0 | 0 | 0
0 | 0 | 0
0 | 0 | 0
0 | 0 | 0
0 | 0 | 0
0 | 0 | 0
0 | 0 | 0
0 | 0 | 0
0 | 0 | 0
0 | 0 | 0
0 | 0 | 0
0 | 0 | 0
0 | 0 | 0
0 | 0 | 0
0 | 0 | 0
0 | 0 | 0
0 | 0 | 0
0 | 0 | 0
0 | 0 | 0
0 | 0 | 0
0 | 0 | 0
0 | 0 | 0
0 | 0 | 0
0 | 0 | 0
0 | 0 | 0
0 | 0 | 0
0 | 0 | 0
0 | 0 | 0
0 | 0 | 0
0 | 0 | 0
0 | 0 | 0
0 | 0 | 0
0 | 0 | 0
0 | 0 | 0
0 | 0 | 0
0 | 0 | 0
0 | 0 | 0
0 | 0 | 0
0 | 0 | 0
0 | 0 | 0
0 | 0 | 0
0 | 0 | 0
0 | 0 | 0
0 | 0 | 0
0 | 0 | 0
0 | 0 | 0
0 | 0 | 0
0 | 0 | 0
0 | 0 | 0
0 | 0 | 0
0 | 0 | 0
0 | 0 | 0
0 | 0 | 0
0 | 0 | 0
0 | 0 | 0
0 | 0 | 0
0 | 0 | 0
0 | 0 | 0
0 | 0 | 0
0 | 0 | 0
0 | 0 | 0
0 | 0 | 0
0 | 0 | 0
0 | 0 | 0
0 | 0 | 0
0 | 0 | 0
0 | 0 | 0
0 | 0 | 0
0 | 0 | 0
0 | 0 | 0
0 | 0 | 0
0 | 0 | 0
0 | 0 | 0
0 | 0 | 0
0 | 0 | 0
0 | 0 | 0
0 | 0 | 0
0 | 0 | 0
0 | 0 | 0
0 | 0 | 0
0 | 0 | 0
0 | 0 | 0
0 | 0 | 0
0 | 0 | 0
0 | 0 | 0
0 | 0 | 0
0 | 0 | 0
0 | 0 | 0
0 | 0 | 0
0 | 0 | 0
0 | 0 | 0
0 | 0 | 0
0 | 0 | 0
0 | 0 | 0
0 | 0 | 0
0 | 0 | 0
0 | 0 | 0
0 | 0 | 0
0 | 0 | 0
0 | 0 | 0
0 | 0 | 0
0 | 0 | 0
0 | 0 | 0
0 | 0 | 0
0 | 0 | 0
0 | 0 | 0
0 | 0 | 0
0 | 0 | 0
0 | 0 | 0
0 | 0 | 0
0 | 0 | 0
0 | 0 | 0
0 | 0 | 0
0 | 0 | 0
0 | 0 | 0
0 | 0 | 0
0 | 0 | 0
0 | 0 | 0
0 | 0 | 0
0 | 0 | 0
0 | 0 | 0
0 | 0 | 0
0 | 0 | 0
0 | 0 | 0
0 | 0 | 0
0 | 0 | 0
0 | 0 | 0
0 | 0 | 0
0 | 0 | 0
0 | 0 | 0
0 | 0 | 0
0 | 0 | 0
0 | 0 | 0
0 | 0 | 0
0 | 0 | 0
0 | 0 | 0
0 | 0 | 0
0 | 0 | 0
0 | 0 | 0
0 | 0 | 0
0 | 0 | 0
0 | 0 | 0
0 | 0 | 0
0 | 0 | 0
0 | 0 | 0
0 | 0 | 0
0 | 0 | 0
0 | 0 | 0
0 | 0 | 0
0 | 0 | 0
0 | 0 | 0
0 | 0 | 0
0 | 0 | 0
0 | 0 | 0
0 | 0 | 0
0 | 0 | 0
0 | 0 | 0
0 | 0 | 0
0 | 0 | 0
0 | 0 | 0
0 | 0 | 0
0 | 0 | 0
0 | 0 | 0
0 | 0 | 0
0 | 0 | 0
0 | 0 | 0
0 | 0 | 0
0 | 0 | 0
0 | 0 | 0
0 | 0 | 0
0 | 0 | 0
0 | 0 | 0
0 | 0 | 0
0 | 0 | 0
0 | 0 | 0
0 | 0 | 0
0 | 0 | 0
0 | 0 | 0
0 | 0 | 0
0 | 0 | 0
0 | 0 | 0
0 | 0 | 0
0 | 0 | 0
0 | 0 | 0
0 | 0 | 0
0 | 0 | 0
0 | 0 | 0
0 | 0 | 0
0 | 0 | 0
0 | 0 | 0
0 | 0 | 0
0 | 0 | 0
0 | 0 | 0
0 | 0 | 0
0 | 0 | 0
0 | 0 | 0
0 | 0 | 0
0 | 0 | 0
0 | 0 | 0
0 | 0 | 0
0 | 0 | 0
0 | 0 | 0
0 | 0 | 0
0 | 0 | 0
0 | 0 | 0
0 | 0 | 0
0 | 0 | 0
0 | 0 | 0
0 | 0 | 0
0 | 0 | 0
0 | 0 | 0
0 | 0 | 0
0 | 0 | 0
0 | 0 | 0
0 | 0 | 0
0 | 0 | 0
0 | 0 | 0
0 | 0 | 0
0 | 0 | 0
0 | 0 | 0
0 | 0 | 0
0 | 0 | 0
0 | 0 | 0
0 | 0 | 0
0 | 0 | 0
0 | 0 | 0
0 | 0 | 0
0 | 0 | 0
0 | 0 | 0
0 | 0 | 0
0 | 0 | 0
0 | 0 | 0
0 | 0 | 0
0 | 0 | 0
0 | 0 | 0
0 | 0 | 0
0 | 0 | 0
0 | 0 | 0
0 | 0 | 0
0 | 0 | 0
0 | 0 | 0
0 | 0 | 0
0 | 0 | 0
0 | 0 | 0
0 | 0 | 0
0 | 0 | 0
0 | 0 | 0
0 | 0 | 0
0 | 0 | 0
0 | 0 | 0
0 | 0 | 0
0 | 0 | 0
0 | 0 | 0
0 | 0 | 0
0 | 0 | 0
0 | 0 | 0
0 | 0 | 0
0 | 0 | 0
0 | 0 | 0
0 | 0 | 0
0 | 0 | 0
0 | 0 | 0
0 | 0 | 0
0 | 0 | 0
0 | 0 | 0
0 | 0 | 0
0 | 0 | 0
0 | 0 | 0
0 | 0 | 0
0 | 0 | 0
0 | 0 | 0
0 | 0 | 0
0 | 0 | 0
0 | 0 | 0
0 | 0 | 0
0 | 0 | 0
0 | 0 | 0
0 | 0 | 0
0 | 0 | 0
0 | 0 | 0
0 | 0 | 0
0 | 0 | 0
0 | 0 | 0
0 | 0 | 0
0 | 0 | 0
0 | 0 | 0
0 | 0 | 0
0 | 0 | 0
0 | 0 | 0
0 | 0 | 0
0 | 0 | 0
0 | 0 | 0
0 | 0 | 0
0 | 0 | 0
0 | 0 | 0
0 | 0 | 0
0 | 0 | 0
0 | 0 | 0
0 | 0 | 0
0 | 0 | 0
0 | 0 | 0
0 | 0 | 0
0 | 0 | 0
0 | 0 | 0
0 | 0 | 0
0 | 0 | 0
0 | 0 | 0
0 | 0 | 0
0 | 0 | 0
0 | 0 | 0
0 | 0 | 0
0 | 0 | 0
0 | 0 | 0
0 | 0 | 0
0 | 0 | 0
0 | 0 | 0
0 | 0 | 0
0 | 0 | 0
0 | 0 | 0
0 | 0 | 0
0 | 0 | 0
0 | 0 | 0
0 | 0 | 0
0 | 0 | 0
0 | 0 | 0
0 | 0 | 0
0 | 0 | 0
0 | 0 | 0
0 | 0 | 0
0 | 0 | 0
0 | 0 | 0
0 | 0 | 0
0 | 0 | 0
0 | 0 | 0
0 | 0 | 0
0 | 0 | 0
0 | 0 | 0
0 | 0 | 0
0 | 0 | 0
0 | 0 | 0
0 | 0 | 0
0 | 0 | 0
0 | 0 | 0
0 | 0 | 0
0 | 0 | 0
0 | 0 | 0
0 | 0 | 0
0 | 0 | 0
0 | 0 | 0
0 | 0 | 0
0 | 0 | 0
0 | 0 | 0
0 | 0 | 0
0 | 0 | 0
0 | 0 | 0
0 | 0 | 0
0 | 0 | 0
0 | 0 | 0
0 | 0 | 0
0 | 0 | 0
0 | 0 | 0
0 | 0 | 0
0 | 0 | 0
0 | 0 | 0
0 | 0 | 0
0 | 0 | 0
0 | 0 | 0
0 | 0 | 0
0 | 0 | 0
0 | 0 | 0
0 | 0 | 0
0 | 0 | 0
0 | 0 | 0
0 | 0 | 0
0 | 0 | 0
0 | 0 | 0
0 | 0 | 0
0 | 0 | 0
0 | 0 | 0
0 | 0 | 0
0 | 0 | 0
0 | 0 | 0
0 | 0 | 0
0 | 0 | 0
0 | 0 | 0
0 | 0 | 0
0 | 0 | 0
0 | 0 | 0
0 | 0 | 0
0 | 0 | 0
0 | 0 | 0
0 | 0 | 0
0 | 0 | 0
0 | 0 | 0
0 | 0 | 0
0 | 0 | 0
0 | 0 | 0
0 | 0 | 0
0 | 0 | 0
0 | 0 | 0
0 | 0 | 0
0 | 0 | 0
0 | 0 | 0
0 | 0 | 0
0 | 0 | 0
0 | 0 | 0
0 | 0 | 0
0 | 0 | 0
0 | 0 | 0
0 | 0 | 0
0 | 0 | 0
0 | 0 | 0
0 | 0 | 0
0 | 0 | 0
0 | 0 | 0
0 | 0 | 0
0 | 0 | 0
0 | 0 | 0
0 | 0 | 0
0 | 0 | 0
0 | 0 | 0
0 | 0 | 0
0 | 0 | 0
0 | 0 | 0
0 | 0 | 0
0 | 0 | 0
0 | 0 | 0
0 | 0 | 0
0 | 0 | 0
0 | 0 | 0
0 | 0 | 0
0 | 0 | 0
0 | 0 | 0
0 | 0 | 0
0 | 0 | 0
0 | 0 | 0
0 | 0 | 0
0 | 0 | 0
0 | 0 | 0
0 | 0 | 0
0 | 0 | 0
0 | 0 | 0
0 | 0 | 0
0 | 0 | 0
0 | 0 | 0
0 | 0 | 0
0 | 0 | 0
0 | 0 | 0
0 | 0 | 0
0 | 0 | 0
0 | 0 | 0
0 | 0 | 0
0 | 0 | 0
0 | 0 | 0
0 | 0 | 0
0 | 0 | 0
0 | 0 | 0
0 | 0 | 0
0 | 0 | 0
0 | 0 | 0
0 | 0 | 0
0 | 0 | 0
0 | 0 | 0
0 | 0 | 0
0 | 0 | 0
0 | 0 | 0
0 | 0 | 0
0 | 0 | 0
0 | 0 | 0
0 | 0 | 0
0 | 0 | 0
0 | 0 | 0
0 | 0 | 0
0 | 0 | 0
0 | 0 | 0
0 | 0 | 0
0 | 0 | 0
0 | 0 | 0
0 | 0 | 0
0 | 0 | 0
0 | 0 | 0
0 | 0 | 0
0 | 0 | 0
0 | 0 | 0
0 | 0 | 0
0 | 0 | 0
0 | 0 | 0
0 | 0 | 0
0 | 0 | 0
0 | 0 | 0
0 | 0 | 0
0 | 0 | 0
0 | 0 | 0
0 | 0 | 0
0 | 0 | 0
0 | 0 | 0
0 | 0 | 0
0 | 0 | 0
0 | 0 | 0
0 | 0 | 0
0 | 0 | 0
0 | 0 | 0
0 | 0 | 0
0 | 0 | 0
0 | 0 | 0
0 | 0 | 0
0 | 0 | 0
0 | 0 | 0
0 | 0 | 0
0 | 0 | 0
0 | 0 | 0
0 | 0 | 0
0 | 0 | 0
0 | 0 | 0
0 | 0 | 0
0 | 0 | 0
0 | 0 | 0
0 | 0 | 0
0 | 0 | 0
0 | 0 | 0
0 | 0 | 0
0 | 0 | 0
0 | 0 | 0
0 | 0 | 0
0 | 0 | 0
0 | 0 | 0
0 | 0 | 0
0 | 0 | 0
0 | 0 | 0
0 | 0 | 0
0 | 0 | 0
0 | 0 | 0
0 | 0 | 0
0 | 0 | 0
0 | 0 | 0
0 | 0 | 0
0 | 0 | 0
0 | 0 | 0
0 | 0 | 0
0 | 0 | 0
0 | 0 | 0
0 | 0 | 0
0 | 0 | 0
0 | 0 | 0
0 | 0 | 0
0 | 0 | 0
0 | 0 | 0
0 | 0 | 0
0 | 0 | 0
0 | 0 | 0
0 | 0 | 0
0 | 0 | 0
0 | 0 | 0
0 | 0 | 0
0 | 0 | 0
0 | 0 | 0
0 | 0 | 0
0 | 0 | 0
0 | 0 | 0
0 | 0 | 0
0 | 0 | 0
0 | 0 | 0
0 | 0 | 0
0 | 0 | 0
0 | 0 | 0
0 | 0 | 0
0 | 0 | 0
0 | 0 | 0
0 | 0 | 0
0 | 0 | 0
0 | 0 | 0
0 | 0 | 0
0 | 0 | 0
0 | 0 | 0
0 | 0 | 0
0 | 0 | 0
0 | 0 | 0
0 | 0 | 0
0 | 0 | 0
0 | 0 | 0
0 | 0 | 0
0 | 0 | 0
0 | 0 | 0
0 | 0 | 0
0 | 0 | 0
0 | 0 | 0
0 | 0 | 0
0 | 0 | 0
0 | 0 | 0
0 | 0 | 0
0 | 0 | 0
0 | 0 | 0
0 | 0 | 0
0 | 0 | 0
0 | 0 | 0
0 | 0 | 0
0 | 0 | 0
0 | 0 | 0
0 | 0 | 0
0 | 0 | 0
0 | 0 | 0
0 | 0 | 0
0 | 0 | 0
0 | 0 | 0
0 | 0 | 0
0 | 0 | 0
0 | 0 | 0
0 | 0 | 0
0 | 0 | 0
0 | 0 | 0
0 | 0 | 0
0 | 0 | 0
0 | 0 | 0
0 | 0 | 0
0 | 0 | 0
0 | 0 | 0
0 | 0 | 0
0 | 0 | 0
0 | 0 | 0
0 | 0 | 0
0 | 0 | 0
0 | 0 | 0
0 | 0 | 0
0 | 0 | 0
0 | 0 | 0
0 | 0 | 0
0 | 0 | 0
0 | 0 | 0
0 | 0 | 0
0 | 0 | 0
0 | 0 | 0
0 | 0 | 0
0 | 0 | 0
0 | 0 | 0
0 | 0 | 0
0 | 0 | 0
0 | 0 | 0
0 | 0 | 0
0 | 0 | 0
0 | 0 | 0
0 | 0 | 0
0 | 0 | 0
0 | 0 | 0
0 | 0 | 0
0 | 0 | 0
0 | 0 | 0
0 | 0 | 0
0 | 0 | 0
0 | 0 | 0
0 | 0 | 0
0 | 0 | 0
0 | 0 | 0
0 | 0 | 0
0 | 0 | 0
0 | 0 | 0
0 | 0 | 0
0 | 0 | 0
0 | 0 | 0
0 | 0 | 0
0 | 0 | 0
0 | 0 | 0
0 | 0 | 0
0 | 0 | 0
0 | 0 | 0
0 | 0 | 0
0 | 0 | 0
0 | 0 | 0
0 | 0 | 0
0 | 0 | 0
0 | 0 | 0
0 | 0 | 0
0 | 0 | 0
0 | 0 | 0
0 | 0 | 0
0 | 0 | 0
0 | 0 | 0
0 | 0 | 0
0 | 0 | 0
0 | 0 | 0
0 | 0 | 0
0 | 0 | 0
0 | 0 | 0
0 | 0 | 0
0 | 0 | 0
0 | 0 | 0
0 | 0 | 0
0 | 0 | 0
0 | 0 | 0
0 | 0 | 0
0 | 0 | 0
0 | 0 | 0
0 | 0 | 0
0 | 0 | 0
0 | 0 | 0
0 | 0 | 0
0 | 0 | 0
0 | 0 | 0
0 | 0 | 0
0 | 0 | 0
0 | 0 | 0
0 | 0 | 0
0 | 0 | 0
0 | 0 | 0
0 | 0 | 0
0 | 0 | 0
0 | 0 | 0
0 | 0 | 0
0 | 0 | 0
0 | 0 | 0
0 | 0 | 0
0 | 0 | 0
0 | 0 | 0
0 | 0 | 0
0 | 0 | 0
0 | 0 | 0
0 | 0 | 0
0 | 0 | 0
0 | 0 | 0
0 | 0 | 0
0 | 0 | 0
0 | 0 | 0
0 | 0 | 0
0 | 0 | 0
0 | 0 | 0
0 | 0 | 0
0 | 0 | 0
0 | 0 | 0
0 | 0 | 0
0 | 0 | 0
0 | 0 | 0
0 | 0 | 0
0 | 0 | 0
0 | 0 | 0
0 | 0 | 0
0 | 0 | 0
0 | 0 | 0
0 | 0 | 0
0 | 0 | 0
0 | 0 | 0
0 | 0 | 0
0 | 0 | 0
0 | 0 | 0
0 | 0 | 0
0 | 0 | 0
0 | 0 | 0
0 | 0 | 0
0 | 0 | 0
0 | 0 | 0
0 | 0 | 0
0 | 0 | 0
0 | 0 | 0
0 | 0 | 0
0 | 0 | 0
0 | 0 | 0
0 | 0 | 0
0 | 0 | 0
0 | 0 | 0
0 | 0 | 0
0 | 0 | 0
0 | 0 | 0
0 | 0 | 0
0 | 0 | 0
0 | 0 | 0
0 | 0 | 0
0 | 0 | 0
0 | 0 | 0
0 | 0 | 0
0 | 0 | 0
0 | 0 | 0
0 | 0 | 0
0 | 0 | 0
0 | 0 | 0
0 | 0 | 0
0 | 0 | 0
0 | 0 | 0
0 | 0 | 0
0 | 0 | 0
0 | 0 | 0
0 | 0 | 0
0 | 0 | 0
0 | 0 | 0
0 | 0 | 0
0 | 0 | 0
0 | 0 | 0
0 | 0 | 0
0 | 0 | 0
0 | 0 | 0
0 | 0 | 0
0 | 0 | 0
0 | 0 | 0
0 | 0 | 0
0 | 0 | 0
0 | 0 | 0
0 | 0 | 0
0 | 0 | 0
0 | 0 | 0
0 | 0 | 0
0 | 0 | 0
0 | 0 | 0
0 | 0 | 0
0 | 0 | 0
0 | 0 | 0
0 | 0 | 0
0 | 0 | 0
0 | 0 | 0
0 | 0 | 0
0 | 0 | 0
0 | 0 | 0
0 | 0 | 0
0 | 0 | 0
0 | 0 | 0
0 | 0 | 0
0 | 0 | 0
0 | 0 | 0
0 | 0 | 0
0 | 0 | 0
0 | 0 | 0
0 | 0 | 0
0 | 0 | 0
0 | 0 | 0
0 | 0 | 0
0 | 0 | 0
0 | 0 | 0
0 | 0 | 0
0 | 0 | 0
0 | 0 | 0
0 | 0 | 0
0 | 0 | 0
0 | 0 | 0
0 | 0 | 0
0 | 0 | 0
0 | 0 | 0
0 | 0 | 0
0 | 0 | 0
0 | 0 | 0
0 | 0 | 0
0 | 0 | 0
0 | 0 | 0
0 | 0 | 0
0 | 0 | 0
0 | 0 | 0
0 | 0 | 0
0 | 0 | 0
0 | 0 | 0
0 | 0 | 0
0 | 0 | 0
0 | 0 | 0
0 | 0 | 0
0 | 0 | 0
0 | 0 | 0
0 | 0 | 0
0 | 0 | 0
0 | 0 | 0
0 | 0 | 0
0 | 0 | 0
0 | 0 | 0
0 | 0 | 0
0 | 0 | 0
0 | 0 | 0
0 | 0 | 0
0 | 0 | 0
0 | 0 | 0
0 | 0 | 0
0 | 0 | 0
0 | 0 | 0
0 | 0 | 0
0 | 0 | 0
0 | 0 | 0
0 | 0 | 0
0 | 0 | 0
0 | 0 | 0
0 | 0 | 0
0 | 0 | 0
0 | 0 | 0
0 | 0 | 0
0 | 0 | 0
0 | 0 | 0
0 | 0 | 0
0 | 0 | 0
0 | 0 | 0
0 | 0 | 0
0 | 0 | 0
0 | 0 | 0
0 | 0 | 0
0 | 0 | 0
0 | 0 | 0
0 | 0 | 0
0 | 0 | 0
0 | 0 | 0
0 | 0 | 0
0 | 0 | 0
0 | 0 | 0
0 | 0 | 0
0 | 0 | 0
0 | 0 | 0
0 | 0 | 0
0 | 0 | 0
0 | 0 | 0
0 | 0 | 0
0 | 0 | 0
0 | 0 | 0
0 | 0 | 0
0 | 0 | 0
0 | 0 | 0
0 | 0 | 0
0 | 0 | 0
0 | 0 | 0
0 | 0 | 0
0 | 0 | 0
0 | 0 | 0
0 | 0 | 0
0 | 0 | 0
0 | 0 | 0
0 | 0 | 0
0 | 0 | 0
0 | 0 | 0
0 | 0 | 0
0 | 0 | 0
0 | 0 | 0
0 | 0 | 0
0 | 0 | 0
0 | 0 | 0
0 | 0 | 0
0 | 0 | 0
0 | 0 | 0
0 | 0 | 0
0 | 0 | 0
0 | 0 | 0
0 | 0 | 0
0 | 0 | 0
0 | 0 | 0
0 | 0 | 0
0 | 0 | 0
0 | 0 | 0
0 | 0 | 0
0 | 0 | 0
0 | 0 | 0
0 | 0 | 0
0 | 0 | 0
0 | 0 | 0
0 | 0 | 0
0 | 0 | 0
0 | 0 | 0
0 | 0 | 0
0 | 0 | 0
0 | 0 | 0
0 | 0 | 0
0 | 0 | 0
0 | 0 | 0
0 | 0 | 0
0 | 0 | 0
0 | 0 | 0
0 | 0 | 0
0 | 0 | 0
0 | 0 | 0
0 | 0 | 0
0 | 0 | 0
0 | 0 | 0
0 | 0 | 0
0 | 0 | 0
0 | 0 | 0
0 | 0 | 0
0 | 0 | 0
0 | 0 | 0
0 | 0 | 0
0 | 0 | 0
0 | 0 | 0
0 | 0 | 0
0 | 0 | 0
0 | 0 | 0
0 | 0 | 0
0 | 0 | 0
0 | 0 | 0
0 | 0 | 0
0 | 0 | 0
0 | 0 | 0
0 | 0 | 0
0 | 0 | 0
0 | 0 | 0
0 | 0 | 0
0 | 0 | 0
0 | 0 | 0
0 | 0 | 0
0 | 0 | 0
0 | 0 | 0
0 | 0 | 0
0 | 0 | 0
0 | 0 | 0
0 | 0 | 0
0 | 0 | 0
0 | 0 | 0
0 | 0 | 0
0 | 0 | 0
0 | 0 | 0
0 | 0 | 0
0 | 0 | 0
0 | 0 | 0
0 | 0 | 0
0 | 0 | 0
0 | 0 | 0
0 | 0 | 0
0 | 0 | 0
0 | 0 | 0
0 | 0 | 0
0 | 0 | 0
0 | 0 | 0
0 | 0 | 0
0 | 0 | 0
0 | 0 | 0
0 | 0 | 0
0 | 0 | 0
0 | 0 | 0
0 | 0 | 0
0 | 0 | 0
0 | 0 | 0
0 | 0 | 0
0 | 0 | 0
0 | 0 | 0
0 | 0 | 0
0 | 0 | 0
0 | 0 | 0
0 | 0 | 0
0 | 0 | 0
0 | 0 | 0
0 | 0 | 0
0 | 0 | 0
0 | 0 | 0
0 | 0 | 0
0 | 0 | 0
0 | 0 | 0
0 | 0 | 0
0 | 0 | 0
0 | 0 | 0
0 | 0 | 0
0 | 0 | 0
0 | 0 | 0
0 | 0 | 0
0 | 0 | 0
0 | 0 | 0
0 | 0 | 0
0 | 0 | 0
0 | 0 | 0
0 | 0 | 0
0 | 0 | 0
0 | 0 | 0
0 | 0 | 0
0 | 0 | 0
0 | 0 | 0
0 | 0 | 0
0 | 0 | 0
0 | 0 | 0
0 | 0 | 0
0 | 0 | 0
0 | 0 | 0
0 | 0 | 0
0 | 0 | 0
0 | 0 | 0
0 | 0 | 0
0 | 0 | 0
0 | 0 | 0
0 | 0 | 0
0 | 0 | 0
0 | 0 | 0
0 | 0 | 0
0 | 0 | 0
0 | 0 | 0
0 | 0 | 0
0 | 0 | 0
0 | 0 | 0
0 | 0 | 0
0 | 0 | 0
0 | 0 | 0
0 | 0 | 0
0 | 0 | 0
0 | 0 | 0
0 | 0 | 0
0 | 0 | 0
0 | 0 | 0
0 | 0 | 0
0 | 0 | 0
0 | 0 | 0
0 | 0 | 0
0 | 0 | 0
0 | 0 | 0
0 | 0 | 0
0 | 0 | 0
0 | 0 | 0
0 | 0 | 0
0 | 0 | 0
0 | 0 | 0
0 | 0 | 0
0 | 0 | 0
0 | 0 | 0
0 | 0 | 0
0 | 0 | 0
0 | 0 | 0
0 | 0 | 0
0 | 0 | 0
0 | 0 | 0
0 | 0 | 0
0 | 0 | 0
0 | 0 | 0
0 | 0 | 0
0 | 0 | 0
0 | 0 | 0
0 | 0 | 0
0 | 0 | 0
0 | 0 | 0
0 | 0 | 0
0 | 0 | 0
0 | 0 | 0
0 | 0 | 0
0 | 0 | 0
0 | 0 | 0
0 | 0 | 0
0 | 0 | 0
0 | 0 | 0
0 | 0 | 0
0 | 0 | 0
0 | 0 | 0
0 | 0 | 0
0 | 0 | 0
0 | 0 | 0
0 | 0 | 0
0 | 0 | 0
0 | 0 | 0
0 | 0 | 0
0 | 0 | 0
0 | 0 | 0
0 | 0 | 0
0 | 0 | 0
0 | 0 | 0
0 | 0 | 0
0 | 0 | 0
0 | 0 | 0
0 | 0 | 0
0 | 0 | 0
0 | 0 | 0
0 | 0 | 0
0 | 0 | 0
0 | 0 | 0
0 | 0 | 0
0 | 0 | 0
0 | 0 | 0
0 | 0 | 0
0 | 0 | 0
0 | 0 | 0
0 | 0 | 0
0 | 0 | 0
0 | 0 | 0
0 | 0 | 0
0 | 0 | 0
0 | 0 | 0
0 | 0 | 0
0 | 0 | 0
0 | 0 | 0
0 | 0 | 0
0 | 0 | 0
0 | 0 | 0
0 | 0 | 0
0 | 0 | 0
0 | 0 | 0
0 | 0 | 0
0 | 0 | 0
0 | 0 | 0
0 | 0 | 0
0 | 0 | 0
0 | 0 | 0
0 | 0 | 0
0 | 0 | 0
0 | 0 | 0
0 | 0 | 0
0 | 0 | 0
0 | 0 | 0
0 | 0 | 0
0 | 0 | 0
0 | 0 | 0
0 | 0 | 0
0 | 0 | 0
0 | 0 | 0
0 | 0 | 0
0 | 0 | 0
0 | 0 | 0
0 | 0 | 0
0 | 0 | 0
0 | 0 | 0
0 | 0 | 0
0 | 0 | 0
0 | 0 | 0
0 | 0 | 0
0 | 0 | 0
0 | 0 | 0
0 | 0 | 0
0 | 0 | 0
0 | 0 | 0
0 | 0 | 0
0 | 0 | 0
0 | 0 | 0
0 | 0 | 0
0 | 0 | 0
0 | 0 | 0
0 | 0 | 0
0 | 0 | 0
0 | 0 | 0
0 | 0 | 0
0 | 0 | 0
0 | 0 | 0
0 | 0 | 0
0 | 0 | 0
0 | 0 | 0
0 | 0 | 0
0 | 0 | 0
0 | 0 | 0
0 | 0 | 0
0 | 0 | 0
0 | 0 | 0
0 | 0 | 0
0 | 0 | 0
0 | 0 | 0
0 | 0 | 0
0 | 0 | 0
0 | 0 | 0
0 | 0 | 0
0 | 0 | 0
0 | 0 | 0
0 | 0 | 0
0 | 0 | 0
0 | 0 | 0
0 | 0 | 0
0 | 0 | 0
0 | 0 | 0
0 | 0 | 0
0 | 0 | 0
0 | 0 | 0
0 | 0 | 0
0 | 0 | 0
0 | 0 | 0
0 | 0 | 0
0 | 0 | 0
0 | 0 | 0
0 | 0 | 0
0 | 0 | 0
0 | 0 | 0
0 | 0 | 0
0 | 0 | 0
0 | 0 | 0
0 | 0 | 0
0 | 0 | 0
0 | 0 | 0
0 | 0 | 0
0 | 0 | 0
0 | 0 | 0
0 | 0 | 0
0 | 0 | 0
0 | 0 | 0
0 | 0 | 0
0 | 0 | 0
0 | 0 | 0
0 | 0 | 0
0 | 0 | 0
0 | 0 | 0
0 | 0 | 0
0 | 0 | 0
0 | 0 | 0
0 | 0 | 0
0 | 0 | 0
0 | 0 | 0
0 | 0 | 0
0 | 0 | 0
0 | 0 | 0
0 | 0 | 0
0 | 0 | 0
0 | 0 | 0
0 | 0 | 0
0 | 0 | 0
0 | 0 | 0
0 | 0 | 0
0 | 0 | 0
0 | 0 | 0
0 | 0 | 0
0 | 0 | 0
0 | 0 | 0
0 | 0 | 0
0 | 0 | 0
0 | 0 | 0
0 | 0 | 0
0 | 0 | 0
0 | 0 | 0
0 | 0 | 0
0 | 0 | 0
0 | 0 | 0
0 | 0 | 0
0 | 0 | 0
0 | 0 | 0
0 | 0 | 0
0 | 0 | 0
0 | 0 | 0
0 | 0 | 0
0 | 0 | 0
0 | 0 | 0
0 | 0 | 0
0 | 0 | 0
0 | 0 | 0
0 | 0 | 0
0 | 0 | 0
0 | 0 | 0
0 | 0 | 0
0 | 0 | 0
0 | 0 | 0
0 | 0 | 0
0 | 0 | 0
0 | 0 | 0
0 | 0 | 0
0 | 0 | 0
0 | 0 | 0
0 | 0 | 0
0 | 0 | 0
0 | 0 | 0
0 | 0 | 0
0 | 0 | 0
0 | 0 | 0
0 | 0 | 0
0 | 0 | 0
0 | 0 | 0
0 | 0 | 0
0 | 0 | 0
0 | 0 | 0
0 | 0 | 0
0 | 0 | 0
0 | 0 | 0
0 | 0 | 0
0 | 0 | 0
0 | 0 | 0
0 | 0 | 0
0 | 0 | 0
0 | 0 | 0
0 | 0 | 0
0 | 0 | 0
0 | 0 | 0
0 | 0 | 0
0 | 0 | 0
0 | 0 | 0
0 | 0 | 0
0 | 0 | 0
0 | 0 | 0
0 | 0 | 0
0 | 0 | 0
0 | 0 | 0
0 | 0 | 0
0 | 0 | 0
0 | 0 | 0
0 | 0 | 0
0 | 0 | 0
0 | 0 | 0
0 | 0 | 0
0 | 0 | 0
0 | 0 | 0
0 | 0 | 0
0 | 0 | 0
0 | 0 | 0
0 | 0 | 0
0 | 0 | 0
0 | 0 | 0
0 | 0 | 0
0 | 0 | 0
0 | 0 | 0
0 | 0 | 0
0 | 0 | 0
0 | 0 | 0
0 | 0 | 0
0 | 0 | 0
0 | 0 | 0
0 | 0 | 0
0 | 0 | 0
0 | 0 | 0
0 | 0 | 0
0 | 0 | 0
0 | 0 | 0
0 | 0 | 0
0 | 0 | 0
0 | 0 | 0
0 | 0 | 0
0 | 0 | 0
0 | 0 | 0
0 | 0 | 0
0 | 0 | 0
0 | 0 | 0
0 | 0 | 0
0 | 0 | 0
0 | 0 | 0
0 | 0 | 0
0 | 0 | 0
0 | 0 | 0
0 | 0 | 0
0 | 0 | 0
0 | 0 | 0
0 | 0 | 0
0 | 0 | 0
0 | 0 | 0
0 | 0 | 0
0 | 0 | 0
0 | 0 | 0
0 | 0 | 0
0 | 0 | 0
0 | 0 | 0
0 | 0 | 0
0 | 0 | 0
0 | 0 | 0
0 | 0 | 0
0 | 0 | 0
0 | 0 | 0
0 | 0 | 0
0 | 0 | 0
0 | 0 | 0
0 | 0 | 0
0 | 0 | 0
0 | 0 | 0
0 | 0 | 0
0 | 0 | 0
0 | 0 | 0
0 | 0 | 0
0 | 0 | 0
0 | 0 | 0
0 | 0 | 0
0 | 0 | 0
0 | 0 | 0
0 | 0 | 0
0 | 0 | 0
0 | 0 | 0
0 | 0 | 0
0 | 0 | 0
0 | 0 | 0
0 | 0 | 0
0 | 0 | 0
0 | 0 | 0
0 | 0 | 0
0 | 0 | 0
0 | 0 | 0
0 | 0 | 0
0 | 0 | 0
0 | 0 | 0
0 | 0 | 0
0 | 0 | 0
0 | 0 | 0
0 | 0 | 0
0 | 0 | 0
0 | 0 | 0
0 | 0 | 0
0 | 0 | 0
0 | 0 | 0
0 | 0 | 0
0 | 0 | 0
0 | 0 | 0
0 | 0 | 0
0 | 0 | 0
0 | 0 | 0
0 | 0 | 0
0 | 0 | 0
0 | 0 | 0
0 | 0 | 0
0 | 0 | 0
0 | 0 | 0
0 | 0 | 0
0 | 0 | 0
0 | 0 | 0
0 | 0 | 0
0 | 0 | 0
0 | 0 | 0
0 | 0 | 0
0 | 0 | 0
0 | 0 | 0
0 | 0 | 0
0 | 0 | 0
0 | 0 | 0
0 | 0 | 0
0 | 0 | 0
0 | 0 | 0
0 | 0 | 0
0 | 0 | 0
0 | 0 | 0
0 | 0 | 0
0 | 0 | 0
0 | 0 | 0
0 | 0 | 0
0 | 0 | 0
0 | 0 | 0
0 | 0 | 0
0 | 0 | 0
0 | 0 | 0
0 | 0 | 0
0 | 0 | 0
0 | 0 | 0
0 | 0 | 0
0 | 0 | 0
0 | 0 | 0
0 | 0 | 0
0 | 0 | 0
0 | 0 | 0
0 | 0 | 0
0 | 0 | 0
0 | 0 | 0
0 | 0 | 0
0 | 0 | 0
0 | 0 | 0
0 | 0 | 0
0 | 0 | 0
0 | 0 | 0
0 | 0 | 0
0 | 0 | 0
0 | 0 | 0
0 | 0 | 0
0 | 0 | 0
0 | 0 | 0
0 | 0 | 0
0 | 0 | 0
0 | 0 | 0
0 | 0 | 0
0 | 0 | 0
0 | 0 | 0
0 | 0 | 0
0 | 0 | 0
0 | 0 | 0
0 | 0 | 0
0 | 0 | 0
0 | 0 | 0
0 | 0 | 0
0 | 0 | 0
0 | 0 | 0
0 | 0 | 0
0 | 0 | 0
0 | 0 | 0
0 | 0 | 0
0 | 0 | 0
0 | 0 | 0
0 | 0 | 0
0 | 0 | 0
0 | 0 | 0
0 | 0 | 0
0 | 0 | 0
0 | 0 | 0
0 | 0 | 0
0 | 0 | 0
0 | 0 | 0
0 | 0 | 0
0 | 0 | 0
0 | 0 | 0
0 | 0 | 0
0 | 0 | 0
0 | 0 | 0
0 | 0 | 0
0 | 0 | 0
0 | 0 | 0
0 | 0 | 0
0 | 0 | 0
0 | 0 | 0
0 | 0 | 0
0 | 0 | 0
0 | 0 | 0
0 | 0 | 0
0 | 0 | 0
0 | 0 | 0
0 | 0 | 0
0 | 0 | 0
0 | 0 | 0
0 | 0 | 0
0 | 0 | 0
0 | 0 | 0
0 | 0 | 0
0 | 0 | 0
0 | 0 | 0
0 | 0 | 0
0 | 0 | 0
0 | 0 | 0
0 | 0 | 0
0 | 0 | 0
0 | 0 | 0
0 | 0 | 0
0 | 0 | 0
0 | 0 | 0
0 | 0 | 0
0 | 0 | 0
0 | 0 | 0
0 | 0 | 0
0 | 0 | 0
0 | 0 | 0
0 | 0 | 0
0 | 0 | 0
0 | 0 | 0
0 | 0 | 0
0 | 0 | 0
0 | 0 | 0
0 | 0 | 0
0 | 0 | 0
0 | 0 | 0
0 | 0 | 0
0 | 0 | 0
0 | 0 | 0
0 | 0 | 0
0 | 0 | 0
0 | 0 | 0
0 | 0 | 0
0 | 0 | 0
0 | 0 | 0
0 | 0 | 0
0 | 0 | 0
0 | 0 | 0
0 | 0 | 0
0 | 0 | 0
0 | 0 | 0
0 | 0 | 0
0 | 0 | 0
0 | 0 | 0
0 | 0 | 0
0 | 0 | 0
0 | 0 | 0
0 | 0 | 0
0 | 0 | 0
0 | 0 | 0
0 | 0 | 0
0 | 0 | 0
0 | 0 | 0
0 | 0 | 0
0 | 0 | 0
0 | 0 | 0
0 | 0 | 0
0 | 0 | 0
0 | 0 | 0
0 | 0 | 0
0 | 0 | 0
0 | 0 | 0
0 | 0 | 0
0 | 0 | 0
0 | 0 | 0
0 | 0 | 0
0 | 0 | 0
0 | 0 | 0
0 | 0 | 0
0 | 0 | 0
0 | 0 | 0
0 | 0 | 0
0 | 0 | 0
0 | 0 | 0
0 | 0 | 0
0 | 0 | 0
0 | 0 | 0
0 | 0 | 0
0 | 0 | 0
0 | 0 | 0
0 | 0 | 0
0 | 0 | 0
0 | 0 | 0
0 | 0 | 0
0 | 0 | 0
0 | 0 | 0
0 | 0 | 0
0 | 0 | 0
0 | 0 | 0
0 | 0 | 0
0 | 0 | 0
0 | 0 | 0
0 | 0 | 0
0 | 0 | 0
0 | 0 | 0
0 | 0 | 0
0 | 0 | 0
0 | 0 | 0
0 | 0 | 0
0 | 0 | 0
0 | 0 | 0
0 | 0 | 0
0 | 0 | 0
0 | 0 | 0
0 | 0 | 0
0 | 0 | 0
0 | 0 | 0
0 | 0 | 0
0 | 0 | 0
0 | 0 | 0
0 | 0 | 0
0 | 0 | 0
0 | 0 | 0
0 | 0 | 0
0 | 0 | 0
0 | 0 | 0
0 | 0 | 0
0 | 0 | 0
0 | 0 | 0
0 | 0 | 0
0 | 0 | 0
0 | 0 | 0
0 | 0 | 0
0 | 0 | 0
0 | 0 | 0
0 | 0 | 0
0 | 0 | 0
0 | 0 | 0
0 | 0 | 0
0 | 0 | 0
0 | 0 | 0
0 | 0 | 0
0 | 0 | 0
0 | 0 | 0
0 | 0 | 0
0 | 0 | 0
0 | 0 | 0
0 | 0 | 0
0 | 0 | 0
0 | 0 | 0
0 | 0 | 0
0 | 0 | 0
0 | 0 | 0
0 | 0 | 0
0 | 0 | 0
0 | 0 | 0
0 | 0 | 0
0 | 0 | 0
0 | 0 | 0
0 | 0 | 0
0 | 0 | 0
0 | 0 | 0
0 | 0 | 0
0 | 0 | 0
0 | 0 | 0
0 | 0 | 0
0 | 0 | 0
0 | 0 | 0
0 | 0 | 0
0 | 0 | 0
0 | 0 | 0
0 | 0 | 0
0 | 0 | 0
0 | 0 | 0
0 | 0 | 0
0 | 0 | 0
0 | 0 | 0
0 | 0 | 0
0 | 0 | 0
0 | 0 | 0
0 | 0 | 0
0 | 0 | 0
0 | 0 | 0
0 | 0 | 0
0 | 0 | 0
0 | 0 | 0
0 | 0 | 0
0 | 0 | 0
0 | 0 | 0
0 | 0 | 0
0 | 0 | 0
0 | 0 | 0
0 | 0 | 0
0 | 0 | 0
0 | 0 | 0
0 | 0 | 0
0 | 0 | 0
0 | 0 | 0
0 | 0 | 0
0 | 0 | 0
0 | 0 | 0
0 | 0 | 0
0 | 0 | 0
0 | 0 | 0
0 | 0 | 0
0 | 0 | 0
0 | 0 | 0
0 | 0 | 0
0 | 0 | 0
0 | 0 | 0
0 | 0 | 0
0 | 0 | 0
0 | 0 | 0
0 | 0 | 0
0 | 0 | 0
0 | 0 | 0
0 | 0 | 0
0 | 0 | 0
0 | 0 | 0
0 | 0 | 0
0 | 0 | 0
0 | 0 | 0
0 | 0 | 0
0 | 0 | 0
0 | 0 | 0
0 | 0 | 0
0 | 0 | 0
0 | 0 | 0
0 | 0 | 0
0 | 0 | 0
0 | 0 | 0
0 | 0 | 0
0 | 0 | 0
0 | 0 | 0
0 | 0 | 0
0 | 0 | 0
0 | 0 | 0
0 | 0 | 0
0 | 0 | 0
0 | 0 | 0
0 | 0 | 0
0 | 0 | 0
0 | 0 | 0
0 | 0 | 0
0 | 0 | 0
0 | 0 | 0
0 | 0 | 0
0 | 0 | 0
0 | 0 | 0
0 | 0 | 0
0 | 0 | 0
0 | 0 | 0
0 | 0 | 0
0 | 0 | 0
0 | 0 | 0
0 | 0 | 0
0 | 0 | 0
0 | 0 | 0
0 | 0 | 0
0 | 0 | 0
0 | 0 | 0
0 | 0 | 0
0 | 0 | 0
0 | 0 | 0
0 | 0 | 0
0 | 0 | 0
0 | 0 | 0
0 | 0 | 0
0 | 0 | 0
0 | 0 | 0
0 | 0 | 0
0 | 0 | 0
0 | 0 | 0
0 | 0 | 0
0 | 0 | 0
0 | 0 | 0
0 | 0 | 0
0 | 0 | 0
0 | 0 | 0
0 | 0 | 0
0 | 0 | 0
0 | 0 | 0
0 | 0 | 0
0 | 0 | 0
0 | 0 | 0
0 | 0 | 0
0 | 0 | 0
0 | 0 | 0
0 | 0 | 0
0 | 0 | 0
0 | 0 | 0
0 | 0 | 0
0 | 0 | 0
0 | 0 | 0
0 | 0 | 0
0 | 0 | 0
0 | 0 | 0
0 | 0 | 0
0 | 0 | 0
0 | 0 | 0
0 | 0 | 0
0 | 0 | 0
0 | 0 | 0
0 | 0 | 0
0 | 0 | 0
0 | 0 | 0
0 | 0 | 0
0 | 0 | 0
0 | 0 | 0
0 | 0 | 0
0 | 0 | 0
0 | 0 | 0
0 | 0 | 0
0 | 0 | 0
0 | 0 | 0
0 | 0 | 0
0 | 0 | 0
0 | 0 | 0
0 | 0 | 0
0 | 0 | 0
0 | 0 | 0
0 | 0 | 0
0 | 0 | 0
0 | 0 | 0
0 | 0 | 0
0 | 0 | 0
0 | 0 | 0
0 | 0 | 0
0 | 0 | 0
0 | 0 | 0
0 | 0 | 0
0 | 0 | 0
0 | 0 | 0
0 | 0 | 0
0 | 0 | 0
0 | 0 | 0
0 | 0 | 0
0 | 0 | 0
0 | 0 | 0
0 | 0 | 0
0 | 0 | 0
0 | 0 | 0
0 | 0 | 0
0 | 0 | 0
0 | 0 | 0
0 | 0 | 0
0 | 0 | 0
0 | 0 | 0
0 | 0 | 0
0 | 0 | 0
0 | 0 | 0
0 | 0 | 0
0 | 0 | 0
0 | 0 | 0
0 | 0 | 0
0 | 0 | 0
0 | 0 | 0
0 | 0 | 0
0 | 0 | 0
0 | 0 | 0
0 | 0 | 0
0 | 0 | 0
0 | 0 | 0
0 | 0 | 0
0 | 0 | 0
0 | 0 | 0
0 | 0 | 0
0 | 0 | 0
0 | 0 | 0
0 | 0 | 0
0 | 0 | 0
0 | 0 | 0
0 | 0 | 0
0 | 0 | 0
0 | 0 | 0
0 | 0 | 0
0 | 0 | 0
0 | 0 | 0
0 | 0 | 0
0 | 0 | 0
0 | 0 | 0
0 | 0 | 0
0 | 0 | 0
0 | 0 | 0
0 | 0 | 0
0 | 0 | 0
0 | 0 | 0
0 | 0 | 0
0 | 0 | 0
0 | 0 | 0
0 | 0 | 0
0 | 0 | 0
0 | 0 | 0
0 | 0 | 0
0 | 0 | 0
0 | 0 | 0
0 | 0 | 0
0 | 0 | 0
0 | 0 | 0
0 | 0 | 0
0 | 0 | 0
0 | 0 | 0
0 | 0 | 0
0 | 0 | 0
0 | 0 | 0
0 | 0 | 0
0 | 0 | 0
0 | 0 | 0
0 | 0 | 0
0 | 0 | 0
0 | 0 | 0
0 | 0 | 0
0 | 0 | 0
0 | 0 | 0
0 | 0 | 0
0 | 0 | 0
0 | 0 | 0
0 | 0 | 0
0 | 0 | 0
0 | 0 | 0
0 | 0 | 0
0 | 0 | 0
0 | 0 | 0
0 | 0 | 0
0 | 0 | 0
0 | 0 | 0
0 | 0 | 0
0 | 0 | 0
0 | 0 | 0
0 | 0 | 0
0 | 0 | 0
0 | 0 | 0
0 | 0 | 0
0 | 0 | 0
0 | 0 | 0
0 | 0 | 0
0 | 0 | 0
0 | 0 | 0
0 | 0 | 0
0 | 0 | 0
0 | 0 | 0
0 | 0 | 0
0 | 0 | 0
0 | 0 | 0
0 | 0 | 0
0 | 0 | 0
0 | 0 | 0
0 | 0 | 0
0 | 0 | 0
0 | 0 | 0
0 | 0 | 0
0 | 0 | 0
0 | 0 | 0
0 | 0 | 0
0 | 0 | 0
0 | 0 | 0
0 | 0 | 0
0 | 0 | 0
0 | 0 | 0
0 | 0 | 0
0 | 0 | 0
0 | 0 | 0
0 | 0 | 0
0 | 0 | 0
0 | 0 | 0
0 | 0 | 0
0 | 0 | 0
0 | 0 | 0
0 | 0 | 0
0 | 0 | 0
0 | 0 | 0
0 | 0 | 0
0 | 0 | 0
0 | 0 | 0
0 | 0 | 0
0 | 0 | 0
0 | 0 | 0
0 | 0 | 0
0 | 0 | 0
0 | 0 | 0
0 | 0 | 0
0 | 0 | 0
0 | 0 | 0
0 | 0 | 0
0 | 0 | 0
0 | 0 | 0
0 | 0 | 0
0 | 0 | 0
0 | 0 | 0
0 | 0 | 0
0 | 0 | 0
0 | 0 | 0
0 | 0 | 0
0 | 0 | 0
0 | 0 | 0
0 | 0 | 0
0 | 0 | 0
0 | 0 | 0
0 | 0 | 0
0 | 0 | 0
0 | 0 | 0
0 | 0 | 0
0 | 0 | 0
0 | 0 | 0
0 | 0 | 0
0 | 0 | 0
0 | 0 | 0
0 | 0 | 0
0 | 0 | 0
0 | 0 | 0
0 | 0 | 0
0 | 0 | 0
0 | 0 | 0
0 | 0 | 0
0 | 0 | 0
0 | 0 | 0
0 | 0 | 0
0 | 0 | 0
0 | 0 | 0
0 | 0 | 0
0 | 0 | 0
0 | 0 | 0
0 | 0 | 0
0 | 0 | 0
0 | 0 | 0
0 | 0 | 0
0 | 0 | 0
0 | 0 | 0
0 | 0 | 0
0 | 0 | 0
0 | 0 | 0
0 | 0 | 0
0 | 0 | 0
0 | 0 | 0
0 | 0 | 0
0 | 0 | 0
0 | 0 | 0
0 | 0 | 0
0 | 0 | 0
0 | 0 | 0
0 | 0 | 0
0 | 0 | 0
0 | 0 | 0
0 | 0 | 0
0 | 0 | 0
0 | 0 | 0
0 | 0 | 0
0 | 0 | 0
0 | 0 | 0
0 | 0 | 0
0 | 0 | 0
0 | 0 | 0
0 | 0 | 0
0 | 0 | 0
0 | 0 | 0
0 | 0 | 0
0 | 0 | 0
0 | 0 | 0
0 | 0 | 0
0 | 0 | 0
0 | 0 | 0
0 | 0 | 0
0 | 0 | 0
0 | 0 | 0
0 | 0 | 0
0 | 0 | 0
0 | 0 | 0
0 | 0 | 0
0 | 0 | 0
0 | 0 | 0
0 | 0 | 0
0 | 0 | 0
0 | 0 | 0
0 | 0 | 0
0 | 0 | 0
0 | 0 | 0
0 | 0 | 0
0 | 0 | 0
0 | 0 | 0
0 | 0 | 0
0 | 0 | 0
0 | 0 | 0
0 | 0 | 0
0 | 0 | 0
0 | 0 | 0
0 | 0 | 0
0 | 0 | 0
0 | 0 | 0
0 | 0 | 0
0 | 0 | 0
0 | 0 | 0
0 | 0 | 0
0 | 0 | 0
0 | 0 | 0
0 | 0 | 0
0 | 0 | 0
0 | 0 | 0
0 | 0 | 0
0 | 0 | 0
0 | 0 | 0
0 | 0 | 0
0 | 0 | 0
0 | 0 | 0
0 | 0 | 0
0 | 0 | 0
0 | 0 | 0
0 | 0 | 0
0 | 0 | 0
0 | 0 | 0
0 | 0 | 0
0 | 0 | 0
0 | 0 | 0
0 | 0 | 0
0 | 0 | 0
0 | 0 | 0
0 | 0 | 0
0 | 0 | 0
0 | 0 | 0
0 | 0 | 0
0 | 0 | 0
0 | 0 | 0
0 | 0 | 0
0 | 0 | 0
0 | 0 | 0
0 | 0 | 0
0 | 0 | 0
0 | 0 | 0
0 | 0 | 0
0 | 0 | 0
0 | 0 | 0
0 | 0 | 0
0 | 0 | 0
0 | 0 | 0
0 | 0 | 0
0 | 0 | 0
0 | 0 | 0
0 | 0 | 0
0 | 0 | 0
0 | 0 | 0
0 | 0 | 0
0 | 0 | 0
0 | 0 | 0
0 | 0 | 0
0 | 0 | 0
0 | 0 | 0
0 | 0 | 0
0 | 0 | 0
0 | 0 | 0
0 | 0 | 0
0 | 0 | 0
0 | 0 | 0
0 | 0 | 0
0 | 0 | 0
0 | 0 | 0
0 | 0 | 0
0 | 0 | 0
0 | 0 | 0
0 | 0 | 0
0 | 0 | 0
0 | 0 | 0
0 | 0 | 0
0 | 0 | 0
0 | 0 | 0
0 | 0 | 0
0 | 0 | 0
0 | 0 | 0
0 | 0 | 0
0 | 0 | 0
0 | 0 | 0
0 | 0 | 0
0 | 0 | 0
0 | 0 | 0
0 | 0 | 0
0 | 0 | 0
0 | 0 | 0
0 | 0 | 0
0 | 0 | 0
0 | 0 | 0
0 | 0 | 0
0 | 0 | 0
0 | 0 | 0
0 | 0 | 0
0 | 0 | 0
0 | 0 | 0
0 | 0 | 0
0 | 0 | 0
0 | 0 | 0
0 | 0 | 0
0 | 0 | 0
0 | 0 | 0
0 | 0 | 0
0 | 0 | 0
0 | 0 | 0
0 | 0 | 0
0 | 0 | 0
0 | 0 | 0
0 | 0 | 0
0 | 0 | 0
0 | 0 | 0
0 | 0 | 0
0 | 0 | 0
0 | 0 | 0
0 | 0 | 0
0 | 0 | 0
0 | 0 | 0
0 | 0 | 0
0 | 0 | 0
0 | 0 | 0
0 | 0 | 0
0 | 0 | 0
0 | 0 | 0
0 | 0 | 0
0 | 0 | 0
0 | 0 | 0
0 | 0 | 0
0 | 0 | 0
0 | 0 | 0
0 | 0 | 0
0 | 0 | 0
0 | 0 | 0
0 | 0 | 0
0 | 0 | 0
0 | 0 | 0
0 | 0 | 0
0 | 0 | 0
0 | 0 | 0
0 | 0 | 0
0 | 0 | 0
0 | 0 | 0
0 | 0 | 0
0 | 0 | 0
0 | 0 | 0
0 | 0 | 0
0 | 0 | 0
0 | 0 | 0
0 | 0 | 0
0 | 0 | 0
0 | 0 | 0
0 | 0 | 0
0 | 0 | 0
0 | 0 | 0
0 | 0 | 0
0 | 0 | 0
0 | 0 | 0
0 | 0 | 0
0 | 0 | 0
0 | 0 | 0
0 | 0 | 0
0 | 0 | 0
0 | 0 | 0
0 | 0 | 0
0 | 0 | 0
0 | 0 | 0
0 | 0 | 0
0 | 0 | 0
0 | 0 | 0
0 | 0 | 0
0 | 0 | 0
0 | 0 | 0
0 | 0 | 0
0 | 0 | 0
0 | 0 | 0
0 | 0 | 0
0 | 0 | 0
0 | 0 | 0
0 | 0 | 0
0 | 0 | 0
0 | 0 | 0
0 | 0 | 0
0 | 0 | 0
0 | 0 | 0
0 | 0 | 0
0 | 0 | 0
0 | 0 | 0
0 | 0 | 0
0 | 0 | 0
0 | 0 | 0
0 | 0 | 0
0 | 0 | 0
0 | 0 | 0
0 | 0 | 0
0 | 0 | 0
0 | 0 | 0
0 | 0 | 0
0 | 0 | 0
0 | 0 | 0
0 | 0 | 0
0 | 0 | 0
0 | 0 | 0
0 | 0 | 0
0 | 0 | 0
0 | 0 | 0
0 | 0 | 0
0 | 0 | 0
0 | 0 | 0
0 | 0 | 0
0 | 0 | 0
0 | 0 | 0
0 | 0 | 0
0 | 0 | 0
0 | 0 | 0
0 | 0 | 0
0 | 0 | 0
0 | 0 | 0
0 | 0 | 0
0 | 0 | 0
0 | 0 | 0
0 | 0 | 0
0 | 0 | 0
0 | 0 | 0
0 | 0 | 0
0 | 0 | 0
0 | 0 | 0
0 | 0 | 0
0 | 0 | 0
0 | 0 | 0
0 | 0 | 0
0 | 0 | 0
0 | 0 | 0
0 | 0 | 0
0 | 0 | 0
0 | 0 | 0
0 | 0 | 0
0 | 0 | 0
0 | 0 | 0
0 | 0 | 0
0 | 0 | 0
0 | 0 | 0
0 | 0 | 0
0 | 0 | 0
0 | 0 | 0
0 | 0 | 0
0 | 0 | 0
0 | 0 | 0
0 | 0 | 0
0 | 0 | 0
0 | 0 | 0
0 | 0 | 0
0 | 0 | 0
0 | 0 | 0
0 | 0 | 0
0 | 0 | 0
0 | 0 | 0
0 | 0 | 0
0 | 0 | 0
0 | 0 | 0
0 | 0 | 0
0 | 0 | 0
0 | 0 | 0
0 | 0 | 0
0 | 0 | 0
0 | 0 | 0
0 | 0 | 0
0 | 0 | 0
0 | 0 | 0
0 | 0 | 0
0 | 0 | 0
0 | 0 | 0
0 | 0 | 0
0 | 0 | 0
0 | 0 | 0
0 | 0 | 0
0 | 0 | 0
0 | 0 | 0
0 | 0 | 0
0 | 0 | 0
0 | 0 | 0
0 | 0 | 0
0 | 0 | 0
0 | 0 | 0
0 | 0 | 0
0 | 0 | 0
0 | 0 | 0
0 | 0 | 0
0 | 0 | 0
0 | 0 | 0
0 | 0 | 0
0 | 0 | 0
0 | 0 | 0
0 | 0 | 0
0 | 0 | 0
0 | 0 | 0
0 | 0 | 0
0 | 0 | 0
0 | 0 | 0
0 | 0 | 0
0 | 0 | 0
0 | 0 | 0
0 | 0 | 0
0 | 0 | 0
0 | 0 | 0
0 | 0 | 0
0 | 0 | 0
0 | 0 | 0
0 | 0 | 0
0 | 0 | 0
0 | 0 | 0
0 | 0 | 0
0 | 0 | 0
0 | 0 | 0
0 | 0 | 0
0 | 0 | 0
0 | 0 | 0
0 | 0 | 0
0 | 0 | 0
0 | 0 | 0
0 | 0 | 0
0 | 0 | 0
0 | 0 | 0
0 | 0 | 0
0 | 0 | 0
0 | 0 | 0
0 | 0 | 0
0 | 0 | 0
0 | 0 | 0
0 | 0 | 0
0 | 0 | 0
0 | 0 | 0
0 | 0 | 0
0 | 0 | 0
0 | 0 | 0
0 | 0 | 0
0 | 0 | 0
0 | 0 | 0
0 | 0 | 0
0 | 0 | 0
0 | 0 | 0
0 | 0 | 0
0 | 0 | 0
0 | 0 | 0
0 | 0 | 0
0 | 0 | 0
0 | 0 | 0
0 | 0 | 0
0 | 0 | 0
0 | 0 | 0
0 | 0 | 0
0 | 0 | 0
0 | 0 | 0
0 | 0 | 0
0 | 0 | 0
0 | 0 | 0
0 | 0 | 0
0 | 0 | 0
0 | 0 | 0
0 | 0 | 0
0 | 0 | 0
0 | 0 | 0
0 | 0 | 0
0 | 0 | 0
0 | 0 | 0
0 | 0 | 0
0 | 0 | 0
0 | 0 | 0
0 | 0 | 0
0 | 0 | 0
0 | 0 | 0
0 | 0 | 0
0 | 0 | 0
0 | 0 | 0
0 | 0 | 0
0 | 0 | 0
0 | 0 | 0
0 | 0 | 0
0 | 0 | 0
0 | 0 | 0
0 | 0 | 0
0 | 0 | 0
0 | 0 | 0
0 | 0 | 0
0 | 0 | 0
0 | 0 | 0
0 | 0 | 0
0 | 0 | 0
0 | 0 | 0
0 | 0 | 0
0 | 0 | 0
0 | 0 | 0
0 | 0 | 0
0 | 0 | 0
0 | 0 | 0
0 | 0 | 0
0 | 0 | 0
0 | 0 | 0
0 | 0 | 0
0 | 0 | 0
0 | 0 | 0
0 | 0 | 0
0 | 0 | 0
0 | 0 | 0
0 | 0 | 0
0 | 0 | 0
0 | 0 | 0
0 | 0 | 0
0 | 0 | 0
0 | 0 | 0
0 | 0 | 0
0 | 0 | 0
0 | 0 | 0
0 | 0 | 0
0 | 0 | 0
0 | 0 | 0
0 | 0 | 0
0 | 0 | 0
0 | 0 | 0
0 | 0 | 0
0 | 0 | 0
0 | 0 | 0
0 | 0 | 0
0 | 0 | 0
0 | 0 | 0
0 | 0 | 0
0 | 0 | 0
0 | 0 | 0
0 | 0 | 0
0 | 0 | 0
0 | 0 | 0
0 | 0 | 0
0 | 0 | 0
0 | 0 | 0
0 | 0 | 0
0 | 0 | 0
0 | 0 | 0
0 | 0 | 0
0 | 0 | 0
0 | 0 | 0
0 | 0 | 0
0 | 0 | 0
0 | 0 | 0
0 | 0 | 0
0 | 0 | 0
0 | 0 | 0
0 | 0 | 0
0 | 0 | 0
0 | 0 | 0
0 | 0 | 0
0 | 0 | 0
0 | 0 | 0
0 | 0 | 0
0 | 0 | 0
0 | 0 | 0
0 | 0 | 0
0 | 0 | 0
0 | 0 | 0
0 | 0 | 0
0 | 0 | 0
0 | 0 | 0
0 | 0 | 0
0 | 0 | 0
0 | 0 | 0
0 | 0 | 0
0 | 0 | 0
0 | 0 | 0
0 | 0 | 0
0 | 0 | 0
0 | 0 | 0
0 | 0 | 0
0 | 0 | 0
0 | 0 | 0
0 | 0 | 0
0 | 0 | 0
0 | 0 | 0
0 | 0 | 0
0 | 0 | 0
0 | 0 | 0
0 | 0 | 0
0 | 0 | 0
0 | 0 | 0
0 | 0 | 0
0 | 0 | 0
0 | 0 | 0
0 | 0 | 0
0 | 0 | 0
0 | 0 | 0
0 | 0 | 0
0 | 0 | 0
0 | 0 | 0
0 | 0 | 0
0 | 0 | 0
0 | 0 | 0
0 | 0 | 0
0 | 0 | 0
0 | 0 | 0
0 | 0 | 0
0 | 0 | 0
0 | 0 | 0
0 | 0 | 0
0 | 0 | 0
0 | 0 | 0
0 | 0 | 0
0 | 0 | 0
0 | 0 | 0
0 | 0 | 0
0 | 0 | 0
0 | 0 | 0
0 | 0 | 0
0 | 0 | 0
0 | 0 | 0
0 | 0 | 0
0 | 0 | 0
0 | 0 | 0
0 | 0 | 0
0 | 0 | 0
0 | 0 | 0
0 | 0 | 0
0 | 0 | 0
0 | 0 | 0
0 | 0 | 0
0 | 0 | 0
0 | 0 | 0
0 | 0 | 0
0 | 0 | 0
0 | 0 | 0
0 | 0 | 0
0 | 0 | 0
0 | 0 | 0
0 | 0 | 0
0 | 0 | 0
0 | 0 | 0
0 | 0 | 0
0 | 0 | 0
0 | 0 | 0
0 | 0 | 0
0 | 0 | 0
0 | 0 | 0
0 | 0 | 0
0 | 0 | 0
0 | 0 | 0
0 | 0 | 0
0 | 0 | 0
0 | 0 | 0
0 | 0 | 0
0 | 0 | 0
0 | 0 | 0
0 | 0 | 0
0 | 0 | 0
0 | 0 | 0
0 | 0 | 0
0 | 0 | 0
0 | 0 | 0
0 | 0 | 0
0 | 0 | 0
0 | 0 | 0
0 | 0 | 0
0 | 0 | 0
0 | 0 | 0
0 | 0 | 0
0 | 0 | 0
0 | 0 | 0
0 | 0 | 0
0 | 0 | 0
0 | 0 | 0
0 | 0 | 0
0 | 0 | 0
0 | 0 | 0
0 | 0 | 0
0 | 0 | 0
0 | 0 | 0
0 | 0 | 0
0 | 0 | 0
0 | 0 | 0
0 | 0 | 0
0 | 0 | 0
0 | 0 | 0
0 | 0 | 0
0 | 0 | 0
0 | 0 | 0
0 | 0 | 0
0 | 0 | 0
0 | 0 | 0
0 | 0 | 0
0 | 0 | 0
0 | 0 | 0
0 | 0 | 0
0 | 0 | 0
0 | 0 | 0
0 | 0 | 0
0 | 0 | 0
0 | 0 | 0
0 | 0 | 0
0 | 0 | 0
0 | 0 | 0
0 | 0 | 0
0 | 0 | 0
0 | 0 | 0
0 | 0 | 0
0 | 0 | 0
0 | 0 | 0
0 | 0 | 0
0 | 0 | 0
0 | 0 | 0
0 | 0 | 0
0 | 0 | 0
0 | 0 | 0
0 | 0 | 0
0 | 0 | 0
0 | 0 | 0
0 | 0 | 0
0 | 0 | 0
0 | 0 | 0
0 | 0 | 0
0 | 0 | 0
0 | 0 | 0
0 | 0 | 0
0 | 0 | 0
0 | 0 | 0
0 | 0 | 0
0 | 0 | 0
0 | 0 | 0
0 | 0 | 0
0 | 0 | 0
0 | 0 | 0
0 | 0 | 0
0 | 0 | 0
0 | 0 | 0
0 | 0 | 0
0 | 0 | 0
0 | 0 | 0
0 | 0 | 0
0 | 0 | 0
0 | 0 | 0
0 | 0 | 0
0 | 0 | 0
0 | 0 | 0
0 | 0 | 0
0 | 0 | 0
0 | 0 | 0
0 | 0 | 0
0 | 0 | 0
0 | 0 | 0
0 | 0 | 0
0 | 0 | 0
0 | 0 | 0
0 | 0 | 0
0 | 0 | 0
0 | 0 | 0
0 | 0 | 0
0 | 0 | 0
0 | 0 | 0
0 | 0 | 0
0 | 0 | 0
0 | 0 | 0
0 | 0 | 0
0 | 0 | 0
0 | 0 | 0
0 | 0 | 0
0 | 0 | 0
0 | 0 | 0
0 | 0 | 0
0 | 0 | 0
0 | 0 | 0
0 | 0 | 0
0 | 0 | 0
0 | 0 | 0
0 | 0 | 0
0 | 0 | 0
0 | 0 | 0
0 | 0 | 0
0 | 0 | 0
0 | 0 | 0
0 | 0 | 0
0 | 0 | 0
0 | 0 | 0
0 | 0 | 0
0 | 0 | 0
0 | 0 | 0
0 | 0 | 0
0 | 0 | 0
0 | 0 | 0
0 | 0 | 0
0 | 0 | 0
0 | 0 | 0
0 | 0 | 0
0 | 0 | 0
0 | 0 | 0
0 | 0 | 0
0 | 0 | 0
0 | 0 | 0
0 | 0 | 0
0 | 0 | 0
0 | 0 | 0
0 | 0 | 0
0 | 0 | 0
0 | 0 | 0
0 | 0 | 0
0 | 0 | 0
0 | 0 | 0
0 | 0 | 0
0 | 0 | 0
0 | 0 | 0
0 | 0 | 0
0 | 0 | 0
0 | 0 | 0
0 | 0 | 0
0 | 0 | 0
0 | 0 | 0
0 | 0 | 0
0 | 0 | 0
0 | 0 | 0
0 | 0 | 0
0 | 0 | 0
0 | 0 | 0
0 | 0 | 0
0 | 0 | 0
0 | 0 | 0
0 | 0 | 0
0 | 0 | 0
0 | 0 | 0
0 | 0 | 0
0 | 0 | 0
0 | 0 | 0
0 | 0 | 0
0 | 0 | 0
0 | 0 | 0
0 | 0 | 0
0 | 0 | 0
0 | 0 | 0
0 | 0 | 0
0 | 0 | 0
0 | 0 | 0
0 | 0 | 0
0 | 0 | 0
0 | 0 | 0
0 | 0 | 0
0 | 0 | 0
0 | 0 | 0
0 | 0 | 0
0 | 0 | 0
0 | 0 | 0
0 | 0 | 0
0 | 0 | 0
0 | 0 | 0
0 | 0 | 0
0 | 0 | 0
0 | 0 | 0
0 | 0 | 0
0 | 0 | 0
0 | 0 | 0
0 | 0 | 0
0 | 0 | 0
0 | 0 | 0
0 | 0 | 0
0 | 0 | 0
0 | 0 | 0
0 | 0 | 0
0 | 0 | 0
0 | 0 | 0
0 | 0 | 0
0 | 0 | 0
0 | 0 | 0
0 | 0 | 0
0 | 0 | 0
0 | 0 | 0
0 | 0 | 0
0 | 0 | 0
0 | 0 | 0
0 | 0 | 0
0 | 0 | 0
0 | 0 | 0
0 | 0 | 0
0 | 0 | 0
0 | 0 | 0
0 | 0 | 0
0 | 0 | 0
0 | 0 | 0
0 | 0 | 0
0 | 0 | 0
0 | 0 | 0
0 | 0 | 0
0 | 0 | 0
0 | 0 | 0
0 | 0 | 0
0 | 0 | 0
0 | 0 | 0
0 | 0 | 0
0 | 0 | 0
0 | 0 | 0
0 | 0 | 0
0 | 0 | 0
0 | 0 | 0
0 | 0 | 0
0 | 0 | 0
0 | 0 | 0
0 | 0 | 0
0 | 0 | 0
0 | 0 | 0
0 | 0 | 0
0 | 0 | 0
0 | 0 | 0
0 | 0 | 0
0 | 0 | 0
0 | 0 | 0
0 | 0 | 0
0 | 0 | 0
0 | 0 | 0
0 | 0 | 0
0 | 0 | 0
0 | 0 | 0
0 | 0 | 0
0 | 0 | 0
0 | 0 | 0
0 | 0 | 0
0 | 0 | 0
0 | 0 | 0
0 | 0 | 0
0 | 0 | 0
0 | 0 | 0
0 | 0 | 0
0 | 0 | 0
0 | 0 | 0
0 | 0 | 0
0 | 0 | 0
0 | 0 | 0
0 | 0 | 0
0 | 0 | 0
0 | 0 | 0
0 | 0 | 0
0 | 0 | 0
0 | 0 | 0
0 | 0 | 0
0 | 0 | 0
0 | 0 | 0
0 | 0 | 0
0 | 0 | 0
0 | 0 | 0
0 | 0 | 0
0 | 0 | 0
0 | 0 | 0
0 | 0 | 0
0 | 0 | 0
0 | 0 | 0
0 | 0 | 0
0 | 0 | 0
0 | 0 | 0
0 | 0 | 0
0 | 0 | 0
0 | 0 | 0
0 | 0 | 0
0 | 0 | 0
0 | 0 | 0
0 | 0 | 0
0 | 0 | 0
0 | 0 | 0
0 | 0 | 0
0 | 0 | 0
0 | 0 | 0
0 | 0 | 0
0 | 0 | 0
0 | 0 | 0
0 | 0 | 0
0 | 0 | 0
0 | 0 | 0
0 | 0 | 0
0 | 0 | 0
0 | 0 | 0
0 | 0 | 0
0 | 0 | 0
0 | 0 | 0
0 | 0 | 0
0 | 0 | 0
0 | 0 | 0
0 | 0 | 0
0 | 0 | 0
0 | 0 | 0
0 | 0 | 0
0 | 0 | 0
0 | 0 | 0
0 | 0 | 0
0 | 0 | 0
0 | 0 | 0
0 | 0 | 0
0 | 0 | 0
0 | 0 | 0
0 | 0 | 0
0 | 0 | 0
0 | 0 | 0
0 | 0 | 0
0 | 0 | 0
0 | 0 | 0
0 | 0 | 0
0 | 0 | 0
0 | 0 | 0
0 | 0 | 0
0 | 0 | 0
0 | 0 | 0
0 | 0 | 0
0 | 0 | 0
0 | 0 | 0
0 | 0 | 0
0 | 0 | 0
0 | 0 | 0
0 | 0 | 0
0 | 0 | 0
0 | 0 | 0
0 | 0 | 0
0 | 0 | 0
0 | 0 | 0
0 | 0 | 0
0 | 0 | 0
0 | 0 | 0
0 | 0 | 0
0 | 0 | 0
0 | 0 | 0
0 | 0 | 0
0 | 0 | 0
0 | 0 | 0
0 | 0 | 0
0 | 0 | 0
0 | 0 | 0
0 | 0 | 0
0 | 0 | 0
0 | 0 | 0
0 | 0 | 0
0 | 0 | 0
0 | 0 | 0
0 | 0 | 0
0 | 0 | 0
0 | 0 | 0
0 | 0 | 0
0 | 0 | 0
0 | 0 | 0
0 | 0 | 0
0 | 0 | 0
0 | 0 | 0
0 | 0 | 0
0 | 0 | 0
0 | 0 | 0
0 | 0 | 0
0 | 0 | 0
0 | 0 | 0
0 | 0 | 0
0 | 0 | 0
0 | 0 | 0
0 | 0 | 0
0 | 0 | 0
0 | 0 | 0
0 | 0 | 0
0 | 0 | 0
0 | 0 | 0
0 | 0 | 0
0 | 0 | 0
0 | 0 | 0
0 | 0 | 0
0 | 0 | 0
0 | 0 | 0
0 | 0 | 0
0 | 0 | 0
0 | 0 | 0
0 | 0 | 0
0 | 0 | 0
0 | 0 | 0
0 | 0 | 0
0 | 0 | 0
0 | 0 | 0
0 | 0 | 0
0 | 0 | 0
0 | 0 | 0
0 | 0 | 0
0 | 0 | 0
0 | 0 | 0
0 | 0 | 0
0 | 0 | 0
0 | 0 | 0
0 | 0 | 0
0 | 0 | 0
0 | 0 | 0
0 | 0 | 0
0 | 0 | 0
0 | 0 | 0
0 | 0 | 0
0 | 0 | 0
0 | 0 | 0
0 | 0 | 0
0 | 0 | 0
0 | 0 | 0
0 | 0 | 0
0 | 0 | 0
0 | 0 | 0
0 | 0 | 0
0 | 0 | 0
0 | 0 | 0
0 | 0 | 0
0 | 0 | 0
0 | 0 | 0
0 | 0 | 0
0 | 0 | 0
0 | 0 | 0
0 | 0 | 0
0 | 0 | 0
0 | 0 | 0
0 | 0 | 0
0 | 0 | 0
0 | 0 | 0
0 | 0 | 0
0 | 0 | 0
0 | 0 | 0
0 | 0 | 0
0 | 0 | 0
0 | 0 | 0
0 | 0 | 0
0 | 0 | 0
0 | 0 | 0
0 | 0 | 0
0 | 0 | 0
0 | 0 | 0
0 | 0 | 0
0 | 0 | 0
0 | 0 | 0
0 | 0 | 0
0 | 0 | 0
0 | 0 | 0
0 | 0 | 0
0 | 0 | 0
0 | 0 | 0
0 | 0 | 0
0 | 0 | 0
0 | 0 | 0
0 | 0 | 0
0 | 0 | 0
0 | 0 | 0
0 | 0 | 0
0 | 0 | 0
0 | 0 | 0
0 | 0 | 0
0 | 0 | 0
0 | 0 | 0
0 | 0 | 0
0 | 0 | 0
0 | 0 | 0
0 | 0 | 0
0 | 0 | 0
0 | 0 | 0
0 | 0 | 0
0 | 0 | 0
0 | 0 | 0
0 | 0 | 0
0 | 0 | 0
0 | 0 | 0
0 | 0 | 0
0 | 0 | 0
0 | 0 | 0
0 | 0 | 0
0 | 0 | 0
0 | 0 | 0
0 | 0 | 0
0 | 0 | 0
0 | 0 | 0
0 | 0 | 0
0 | 0 | 0
0 | 0 | 0
0 | 0 | 0
0 | 0 | 0
0 | 0 | 0
0 | 0 | 0
0 | 0 | 0
0 | 0 | 0
0 | 0 | 0
0 | 0 | 0
0 | 0 | 0
0 | 0 | 0
0 | 0 | 0
0 | 0 | 0
0 | 0 | 0
0 | 0 | 0
0 | 0 | 0
0 | 0 | 0
0 | 0 | 0
0 | 0 | 0
0 | 0 | 0
0 | 0 | 0
0 | 0 | 0
0 | 0 | 0
0 | 0 | 0
0 | 0 | 0
0 | 0 | 0
0 | 0 | 0
0 | 0 | 0
0 | 0 | 0
0 | 0 | 0
0 | 0 | 0
0 | 0 | 0
0 | 0 | 0
0 | 0 | 0
0 | 0 | 0
0 | 0 | 0
0 | 0 | 0
0 | 0 | 0
0 | 0 | 0
0 | 0 | 0
0 | 0 | 0
0 | 0 | 0
0 | 0 | 0
0 | 0 | 0
0 | 0 | 0
0 | 0 | 0
0 | 0 | 0
0 | 0 | 0
0 | 0 | 0
0 | 0 | 0
0 | 0 | 0
0 | 0 | 0
0 | 0 | 0
0 | 0 | 0
0 | 0 | 0
0 | 0 | 0
0 | 0 | 0
0 | 0 | 0
0 | 0 | 0
0 | 0 | 0
0 | 0 | 0
0 | 0 | 0
0 | 0 | 0
0 | 0 | 0
0 | 0 | 0
0 | 0 | 0
0 | 0 | 0
0 | 0 | 0
0 | 0 | 0
0 | 0 | 0
0 | 0 | 0
0 | 0 | 0
0 | 0 | 0
0 | 0 | 0
0 | 0 | 0
0 | 0 | 0
0 | 0 | 0
0 | 0 | 0
0 | 0 | 0
0 | 0 | 0
0 | 0 | 0
0 | 0 | 0
0 | 0 | 0
0 | 0 | 0
0 | 0 | 0
0 | 0 | 0
0 | 0 | 0
0 | 0 | 0
0 | 0 | 0
0 | 0 | 0
0 | 0 | 0
0 | 0 | 0
0 | 0 | 0
0 | 0 | 0
0 | 0 | 0
0 | 0 | 0
0 | 0 | 0
0 | 0 | 0
0 | 0 | 0
0 | 0 | 0
0 | 0 | 0
0 | 0 | 0
0 | 0 | 0
0 | 0 | 0
0 | 0 | 0
0 | 0 | 0
0 | 0 | 0
0 | 0 | 0
0 | 0 | 0
0 | 0 | 0
0 | 0 | 0
0 | 0 | 0
0 | 0 | 0
0 | 0 | 0
0 | 0 | 0
0 | 0 | 0
0 | 0 | 0
0 | 0 | 0
0 | 0 | 0
0 | 0 | 0
0 | 0 | 0
0 | 0 | 0
0 | 0 | 0
0 | 0 | 0
0 | 0 | 0
0 | 0 | 0
0 | 0 | 0
0 | 0 | 0
0 | 0 | 0
0 | 0 | 0
0 | 0 | 0
0 | 0 | 0
0 | 0 | 0
0 | 0 | 0
0 | 0 | 0
0 | 0 | 0
0 | 0 | 0
0 | 0 | 0
0 | 0 | 0
0 | 0 | 0
0 | 0 | 0
0 | 0 | 0
0 | 0 | 0
0 | 0 | 0
0 | 0 | 0
0 | 0 | 0
0 | 0 | 0
0 | 0 | 0
0 | 0 | 0
0 | 0 | 0
0 | 0 | 0
0 | 0 | 0
0 | 0 | 0
0 | 0 | 0
0 | 0 | 0
0 | 0 | 0
0 | 0 | 0
0 | 0 | 0
0 | 0 | 0
0 | 0 | 0
0 | 0 | 0
0 | 0 | 0
0 | 0 | 0
0 | 0 | 0
0 | 0 | 0
0 | 0 | 0
0 | 0 | 0
0 | 0 | 0
0 | 0 | 0
0 | 0 | 0
0 | 0 | 0
0 | 0 | 0
0 | 0 | 0
0 | 0 | 0
0 | 0 | 0
0 | 0 | 0
0 | 0 | 0
0 | 0 | 0
0 | 0 | 0
0 | 0 | 0
0 | 0 | 0
0 | 0 | 0
0 | 0 | 0
0 | 0 | 0
0 | 0 | 0
0 | 0 | 0
0 | 0 | 0
0 | 0 | 0
0 | 0 | 0
0 | 0 | 0
0 | 0 | 0
0 | 0 | 0
0 | 0 | 0
0 | 0 | 0
0 | 0 | 0
0 | 0 | 0
0 | 0 | 0
0 | 0 | 0
0 | 0 | 0
0 | 0 | 0
0 | 0 | 0
0 | 0 | 0
0 | 0 | 0
0 | 0 | 0
0 | 0 | 0
0 | 0 | 0
0 | 0 | 0
0 | 0 | 0
0 | 0 | 0
0 | 0 | 0
0 | 0 | 0
0 | 0 | 0
0 | 0 | 0
0 | 0 | 0
0 | 0 | 0
0 | 0 | 0
0 | 0 | 0
0 | 0 | 0
0 | 0 | 0
0 | 0 | 0
0 | 0 | 0
0 | 0 | 0
0 | 0 | 0
0 | 0 | 0
0 | 0 | 0
0 | 0 | 0
0 | 0 | 0
0 | 0 | 0
0 | 0 | 0
0 | 0 | 0
0 | 0 | 0
0 | 0 | 0
0 | 0 | 0
0 | 0 | 0
0 | 0 | 0
0 | 0 | 0
0 | 0 | 0
0 | 0 | 0
0 | 0 | 0
0 | 0 | 0
0 | 0 | 0
0 | 0 | 0
0 | 0 | 0
0 | 0 | 0
0 | 0 | 0
0 | 0 | 0
0 | 0 | 0
0 | 0 | 0
0 | 0 | 0
0 | 0 | 0
0 | 0 | 0
0 | 0 | 0
0 | 0 | 0
0 | 0 | 0
0 | 0 | 0
0 | 0 | 0
0 | 0 | 0
0 | 0 | 0
0 | 0 | 0
0 | 0 | 0
0 | 0 | 0
0 | 0 | 0
0 | 0 | 0
0 | 0 | 0
0 | 0 | 0
0 | 0 | 0
0 | 0 | 0
0 | 0 | 0
0 | 0 | 0
0 | 0 | 0
0 | 0 | 0
0 | 0 | 0
0 | 0 | 0
0 | 0 | 0
0 | 0 | 0
0 | 0 | 0
0 | 0 | 0
0 | 0 | 0
0 | 0 | 0
0 | 0 | 0
0 | 0 | 0
0 | 0 | 0
0 | 0 | 0
0 | 0 | 0
0 | 0 | 0
0 | 0 | 0
0 | 0 | 0
0 | 0 | 0
0 | 0 | 0
0 | 0 | 0
0 | 0 | 0
0 | 0 | 0
0 | 0 | 0
0 | 0 | 0
0 | 0 | 0
0 | 0 | 0
0 | 0 | 0
0 | 0 | 0
0 | 0 | 0
0 | 0 | 0
0 | 0 | 0
0 | 0 | 0
0 | 0 | 0
0 | 0 | 0
0 | 0 | 0
0 | 0 | 0
0 | 0 | 0
0 | 0 | 0
0 | 0 | 0
0 | 0 | 0
0 | 0 | 0
0 | 0 | 0
0 | 0 | 0
0 | 0 | 0
0 | 0 | 0
0 | 0 | 0
0 | 0 | 0
0 | 0 | 0
0 | 0 | 0
0 | 0 | 0
0 | 0 | 0
0 | 0 | 0
0 | 0 | 0
0 | 0 | 0
0 | 0 | 0
0 | 0 | 0
0 | 0 | 0
0 | 0 | 0
0 | 0 | 0
0 | 0 | 0
0 | 0 | 0
0 | 0 | 0
0 | 0 | 0
0 | 0 | 0
0 | 0 | 0
0 | 0 | 0
0 | 0 | 0
0 | 0 | 0
0 | 0 | 0
0 | 0 | 0
0 | 0 | 0
0 | 0 | 0
0 | 0 | 0
0 | 0 | 0
0 | 0 | 0
0 | 0 | 0
0 | 0 | 0
0 | 0 | 0
0 | 0 | 0
0 | 0 | 0
0 | 0 | 0
0 | 0 | 0
0 | 0 | 0
0 | 0 | 0
0 | 0 | 0
0 | 0 | 0
0 | 0 | 0
0 | 0 | 0
0 | 0 | 0
0 | 0 | 0
0 | 0 | 0
0 | 0 | 0
0 | 0 | 0
0 | 0 | 0
0 | 0 | 0
0 | 0 | 0
0 | 0 | 0
0 | 0 | 0
0 | 0 | 0
0 | 0 | 0
0 | 0 | 0
0 | 0 | 0
0 | 0 | 0
0 | 0 | 0
0 | 0 | 0
0 | 0 | 0
0 | 0 | 0
0 | 0 | 0
0 | 0 | 0
0 | 0 | 0
0 | 0 | 0
0 | 0 | 0
0 | 0 | 0
0 | 0 | 0
0 | 0 | 0
0 | 0 | 0
0 | 0 | 0
0 | 0 | 0
0 | 0 | 0
0 | 0 | 0
0 | 0 | 0
0 | 0 | 0
0 | 0 | 0
0 | 0 | 0
0 | 0 | 0
0 | 0 | 0
0 | 0 | 0
0 | 0 | 0
0 | 0 | 0
0 | 0 | 0
0 | 0 | 0
0 | 0 | 0
0 | 0 | 0
0 | 0 | 0
0 | 0 | 0
0 | 0 | 0
0 | 0 | 0
0 | 0 | 0
0 | 0 | 0
0 | 0 | 0
0 | 0 | 0
0 | 0 | 0
0 | 0 | 0
0 | 0 | 0
0 | 0 | 0
0 | 0 | 0
0 | 0 | 0
0 | 0 | 0
0 | 0 | 0
0 | 0 | 0
0 | 0 | 0
0 | 0 | 0
0 | 0 | 0
0 | 0 | 0
0 | 0 | 0
0 | 0 | 0
0 | 0 | 0
0 | 0 | 0
0 | 0 | 0
0 | 0 | 0
0 | 0 | 0
0 | 0 | 0
0 | 0 | 0
0 | 0 | 0
0 | 0 | 0
0 | 0 | 0
0 | 0 | 0
0 | 0 | 0
0 | 0 | 0
0 | 0 | 0
0 | 0 | 0
0 | 0 | 0
0 | 0 | 0
0 | 0 | 0
0 | 0 | 0
0 | 0 | 0
0 | 0 | 0
0 | 0 | 0
0 | 0 | 0
0 | 0 | 0
0 | 0 | 0
0 | 0 | 0
0 | 0 | 0
0 | 0 | 0
0 | 0 | 0
0 | 0 | 0
0 | 0 | 0
0 | 0 | 0
0 | 0 | 0
0 | 0 | 0
0 | 0 | 0
0 | 0 | 0
0 | 0 | 0
0 | 0 | 0
0 | 0 | 0
0 | 0 | 0
0 | 0 | 0
0 | 0 | 0
0 | 0 | 0
0 | 0 | 0
0 | 0 | 0
0 | 0 | 0
0 | 0 | 0
0 | 0 | 0
0 | 0 | 0
0 | 0 | 0
0 | 0 | 0
0 | 0 | 0
0 | 0 | 0
0 | 0 | 0
0 | 0 | 0
0 | 0 | 0
0 | 0 | 0
0 | 0 | 0
0 | 0 | 0
0 | 0 | 0
0 | 0 | 0
0 | 0 | 0
0 | 0 | 0
0 | 0 | 0
0 | 0 | 0
0 | 0 | 0
0 | 0 | 0
0 | 0 | 0
0 | 0 | 0
0 | 0 | 0
0 | 0 | 0
0 | 0 | 0
0 | 0 | 0
0 | 0 | 0
0 | 0 | 0
0 | 0 | 0
0 | 0 | 0
0 | 0 | 0
0 | 0 | 0
0 | 0 | 0
0 | 0 | 0
0 | 0 | 0
0 | 0 | 0
0 | 0 | 0
0 | 0 | 0
0 | 0 | 0
0 | 0 | 0
0 | 0 | 0
0 | 0 | 0
0 | 0 | 0
0 | 0 | 0
0 | 0 | 0
0 | 0 | 0
0 | 0 | 0
0 | 0 | 0
0 | 0 | 0
0 | 0 | 0
0 | 0 | 0
0 | 0 | 0
0 | 0 | 0
0 | 0 | 0
0 | 0 | 0
0 | 0 | 0
0 | 0 | 0
0 | 0 | 0
0 | 0 | 0
0 | 0 | 0
0 | 0 | 0
0 | 0 | 0
0 | 0 | 0
0 | 0 | 0
0 | 0 | 0
0 | 0 | 0
0 | 0 | 0
0 | 0 | 0
0 | 0 | 0
0 | 0 | 0
0 | 0 | 0
0 | 0 | 0
0 | 0 | 0
0 | 0 | 0
0 | 0 | 0
0 | 0 | 0
0 | 0 | 0
0 | 0 | 0
0 | 0 | 0
0 | 0 | 0
0 | 0 | 0
0 | 0 | 0
0 | 0 | 0
0 | 0 | 0
0 | 0 | 0
0 | 0 | 0
0 | 0 | 0
0 | 0 | 0
0 | 0 | 0
0 | 0 | 0
0 | 0 | 0
0 | 0 | 0
0 | 0 | 0
0 | 0 | 0
0 | 0 | 0
0 | 0 | 0
0 | 0 | 0
0 | 0 | 0
0 | 0 | 0
0 | 0 | 0
0 | 0 | 0
0 | 0 | 0
0 | 0 | 0
0 | 0 | 0
0 | 0 | 0
0 | 0 | 0
0 | 0 | 0
0 | 0 | 0
0 | 0 | 0
0 | 0 | 0
0 | 0 | 0
0 | 0 | 0
0 | 0 | 0
0 | 0 | 0
0 | 0 | 0
0 | 0 | 0
0 | 0 | 0
0 | 0 | 0
0 | 0 | 0
0 | 0 | 0
0 | 0 | 0
0 | 0 | 0
0 | 0 | 0
0 | 0 | 0
0 | 0 | 0
0 | 0 | 0
0 | 0 | 0
0 | 0 | 0
0 | 0 | 0
0 | 0 | 0
0 | 0 | 0
0 | 0 | 0
0 | 0 | 0
0 | 0 | 0
0 | 0 | 0
0 | 0 | 0
0 | 0 | 0
0 | 0 | 0
0 | 0 | 0
0 | 0 | 0
0 | 0 | 0
0 | 0 | 0
0 | 0 | 0
0 | 0 | 0
0 | 0 | 0
0 | 0 | 0
0 | 0 | 0
0 | 0 | 0
0 | 0 | 0
0 | 0 | 0
0 | 0 | 0
0 | 0 | 0
0 | 0 | 0
0 | 0 | 0
0 | 0 | 0
0 | 0 | 0
0 | 0 | 0
0 | 0 | 0
0 | 0 | 0
0 | 0 | 0
0 | 0 | 0
0 | 0 | 0
0 | 0 | 0
0 | 0 | 0
0 | 0 | 0
0 | 0 | 0
0 | 0 | 0
0 | 0 | 0
0 | 0 | 0
0 | 0 | 0
0 | 0 | 0
0 | 0 | 0
0 | 0 | 0
0 | 0 | 0
0 | 0 | 0
0 | 0 | 0
0 | 0 | 0
0 | 0 | 0
0 | 0 | 0
0 | 0 | 0
0 | 0 | 0
0 | 0 | 0
0 | 0 | 0
0 | 0 | 0
0 | 0 | 0
0 | 0 | 0
0 | 0 | 0
0 | 0 | 0
0 | 0 | 0
0 | 0 | 0
0 | 0 | 0
0 | 0 | 0
0 | 0 | 0
0 | 0 | 0
0 | 0 | 0
0 | 0 | 0
0 | 0 | 0
0 | 0 | 0
0 | 0 | 0
0 | 0 | 0
0 | 0 | 0
0 | 0 | 0
0 | 0 | 0
0 | 0 | 0
0 | 0 | 0
0 | 0 | 0
0 | 0 | 0
0 | 0 | 0
0 | 0 | 0
0 | 0 | 0
0 | 0 | 0
0 | 0 | 0
0 | 0 | 0
0 | 0 | 0
0 | 0 | 0
0 | 0 | 0
0 | 0 | 0
0 | 0 | 0
0 | 0 | 0
0 | 0 | 0
0 | 0 | 0
0 | 0 | 0
0 | 0 | 0
0 | 0 | 0
0 | 0 | 0
0 | 0 | 0
0 | 0 | 0
0 | 0 | 0
0 | 0 | 0
0 | 0 | 0
0 | 0 | 0
0 | 0 | 0
0 | 0 | 0
0 | 0 | 0
0 | 0 | 0
0 | 0 | 0
0 | 0 | 0
0 | 0 | 0
0 | 0 | 0
0 | 0 | 0
0 | 0 | 0
0 | 0 | 0
0 | 0 | 0
0 | 0 | 0
0 | 0 | 0
0 | 0 | 0
0 | 0 | 0
0 | 0 | 0
0 | 0 | 0
0 | 0 | 0
0 | 0 | 0
0 | 0 | 0
0 | 0 | 0
0 | 0 | 0
0 | 0 | 0
0 | 0 | 0
0 | 0 | 0
0 | 0 | 0
0 | 0 | 0
0 | 0 | 0
0 | 0 | 0
0 | 0 | 0
0 | 0 | 0
0 | 0 | 0
0 | 0 | 0
0 | 0 | 0
0 | 0 | 0
0 | 0 | 0
0 | 0 | 0
0 | 0 | 0
0 | 0 | 0
0 | 0 | 0
0 | 0 | 0
0 | 0 | 0
0 | 0 | 0
0 | 0 | 0
0 | 0 | 0
0 | 0 | 0
0 | 0 | 0
0 | 0 | 0
0 | 0 | 0
0 | 0 | 0
0 | 0 | 0
0 | 0 | 0
0 | 0 | 0
0 | 0 | 0
0 | 0 | 0
0 | 0 | 0
0 | 0 | 0
0 | 0 | 0
0 | 0 | 0
0 | 0 | 0
0 | 0 | 0
0 | 0 | 0
0 | 0 | 0
0 | 0 | 0
0 | 0 | 0
0 | 0 | 0
0 | 0 | 0
0 | 0 | 0
0 | 0 | 0
0 | 0 | 0
0 | 0 | 0
0 | 0 | 0
0 | 0 | 0
0 | 0 | 0
0 | 0 | 0
0 | 0 | 0
0 | 0 | 0
0 | 0 | 0
0 | 0 | 0
0 | 0 | 0
0 | 0 | 0
0 | 0 | 0
0 | 0 | 0
0 | 0 | 0
0 | 0 | 0
0 | 0 | 0
0 | 0 | 0
0 | 0 | 0
0 | 0 | 0
0 | 0 | 0
0 | 0 | 0
0 | 0 | 0
0 | 0 | 0
0 | 0 | 0
0 | 0 | 0
0 | 0 | 0
0 | 0 | 0
0 | 0 | 0
0 | 0 | 0
0 | 0 | 0
0 | 0 | 0
0 | 0 | 0
0 | 0 | 0
0 | 0 | 0
0 | 0 | 0
0 | 0 | 0
0 | 0 | 0
0 | 0 | 0
0 | 0 | 0
0 | 0 | 0
0 | 0 | 0
0 | 0 | 0
0 | 0 | 0
0 | 0 | 0
0 | 0 | 0
0 | 0 | 0
0 | 0 | 0
0 | 0 | 0
0 | 0 | 0
0 | 0 | 0
0 | 0 | 0
0 | 0 | 0
0 | 0 | 0
0 | 0 | 0
0 | 0 | 0
0 | 0 | 0
0 | 0 | 0
0 | 0 | 0
0 | 0 | 0
0 | 0 | 0
0 | 0 | 0
0 | 0 | 0
0 | 0 | 0
0 | 0 | 0
0 | 0 | 0
0 | 0 | 0
0 | 0 | 0
0 | 0 | 0
0 | 0 | 0
0 | 0 | 0
0 | 0 | 0
0 | 0 | 0
0 | 0 | 0
0 | 0 | 0
0 | 0 | 0
0 | 0 | 0
0 | 0 | 0
0 | 0 | 0
0 | 0 | 0
0 | 0 | 0
0 | 0 | 0
0 | 0 | 0
0 | 0 | 0
0 | 0 | 0
0 | 0 | 0
0 | 0 | 0
0 | 0 | 0
0 | 0 | 0
0 | 0 | 0
0 | 0 | 0
0 | 0 | 0
0 | 0 | 0
0 | 0 | 0
0 | 0 | 0
0 | 0 | 0
0 | 0 | 0
0 | 0 | 0
0 | 0 | 0
0 | 0 | 0
0 | 0 | 0
0 | 0 | 0
0 | 0 | 0
0 | 0 | 0
0 | 0 | 0
0 | 0 | 0
0 | 0 | 0
0 | 0 | 0
0 | 0 | 0
0 | 0 | 0
0 | 0 | 0
0 | 0 | 0
0 | 0 | 0
0 | 0 | 0
0 | 0 | 0
0 | 0 | 0
0 | 0 | 0
0 | 0 | 0
0 | 0 | 0
0 | 0 | 0
0 | 0 | 0
0 | 0 | 0
0 | 0 | 0
0 | 0 | 0
0 | 0 | 0
0 | 0 | 0
0 | 0 | 0
0 | 0 | 0
0 | 0 | 0
0 | 0 | 0
0 | 0 | 0
0 | 0 | 0
0 | 0 | 0
0 | 0 | 0
0 | 0 | 0
0 | 0 | 0
0 | 0 | 0
0 | 0 | 0
0 | 0 | 0
0 | 0 | 0
0 | 0 | 0
0 | 0 | 0
0 | 0 | 0
0 | 0 | 0
0 | 0 | 0
0 | 0 | 0
0 | 0 | 0
0 | 0 | 0
0 | 0 | 0
0 | 0 | 0
0 | 0 | 0
0 | 0 | 0
0 | 0 | 0
0 | 0 | 0
0 | 0 | 0
0 | 0 | 0
0 | 0 | 0
0 | 0 | 0
0 | 0 | 0
0 | 0 | 0
0 | 0 | 0
0 | 0 | 0
0 | 0 | 0
0 | 0 | 0
0 | 0 | 0
0 | 0 | 0
0 | 0 | 0
0 | 0 | 0
0 | 0 | 0
0 | 0 | 0
0 | 0 | 0
0 | 0 | 0
0 | 0 | 0
0 | 0 | 0
0 | 0 | 0
0 | 0 | 0
0 | 0 | 0
0 | 0 | 0
0 | 0 | 0
0 | 0 | 0
0 | 0 | 0
0 | 0 | 0
0 | 0 | 0
0 | 0 | 0
0 | 0 | 0
0 | 0 | 0
0 | 0 | 0
0 | 0 | 0
0 | 0 | 0
0 | 0 | 0
0 | 0 | 0
0 | 0 | 0
0 | 0 | 0
0 | 0 | 0
0 | 0 | 0
0 | 0 | 0
0 | 0 | 0
0 | 0 | 0
0 | 0 | 0
0 | 0 | 0
0 | 0 | 0
0 | 0 | 0
0 | 0 | 0
0 | 0 | 0
0 | 0 | 0
0 | 0 | 0
0 | 0 | 0
0 | 0 | 0
0 | 0 | 0
0 | 0 | 0
0 | 0 | 0
0 | 0 | 0
0 | 0 | 0
0 | 0 | 0
0 | 0 | 0
0 | 0 | 0
0 | 0 | 0
0 | 0 | 0
0 | 0 | 0
0 | 0 | 0
0 | 0 | 0
0 | 0 | 0
0 | 0 | 0
0 | 0 | 0
0 | 0 | 0
0 | 0 | 0
0 | 0 | 0
0 | 0 | 0
0 | 0 | 0
0 | 0 | 0
0 | 0 | 0
0 | 0 | 0
0 | 0 | 0
0 | 0 | 0
0 | 0 | 0
0 | 0 | 0
0 | 0 | 0
0 | 0 | 0
0 | 0 | 0
0 | 0 | 0
0 | 0 | 0
0 | 0 | 0
0 | 0 | 0
0 | 0 | 0
0 | 0 | 0
0 | 0 | 0
0 | 0 | 0
0 | 0 | 0
0 | 0 | 0
0 | 0 | 0
0 | 0 | 0
0 | 0 | 0
0 | 0 | 0
0 | 0 | 0
0 | 0 | 0
0 | 0 | 0
0 | 0 | 0
0 | 0 | 0
0 | 0 | 0
0 | 0 | 0
0 | 0 | 0
0 | 0 | 0
0 | 0 | 0
0 | 0 | 0
0 | 0 | 0
0 | 0 | 0
0 | 0 | 0
0 | 0 | 0
0 | 0 | 0
0 | 0 | 0
0 | 0 | 0
0 | 0 | 0
0 | 0 | 0
0 | 0 | 0
0 | 0 | 0
0 | 0 | 0
0 | 0 | 0
0 | 0 | 0
0 | 0 | 0
0 | 0 | 0
0 | 0 | 0
0 | 0 | 0
0 | 0 | 0
0 | 0 | 0
0 | 0 | 0
0 | 0 | 0
0 | 0 | 0
0 | 0 | 0
0 | 0 | 0
0 | 0 | 0
0 | 0 | 0
0 | 0 | 0
0 | 0 | 0
0 | 0 | 0
0 | 0 | 0
0 | 0 | 0
0 | 0 | 0
0 | 0 | 0
0 | 0 | 0
0 | 0 | 0
0 | 0 | 0
0 | 0 | 0
0 | 0 | 0
0 | 0 | 0
0 | 0 | 0
0 | 0 | 0
0 | 0 | 0
0 | 0 | 0
0 | 0 | 0
0 | 0 | 0
0 | 0 | 0
0 | 0 | 0
0 | 0 | 0
0 | 0 | 0
0 | 0 | 0
0 | 0 | 0
0 | 0 | 0
0 | 0 | 0
0 | 0 | 0
0 | 0 | 0
0 | 0 | 0
0 | 0 | 0
0 | 0 | 0
0 | 0 | 0
0 | 0 | 0
0 | 0 | 0
0 | 0 | 0
0 | 0 | 0
0 | 0 | 0
0 | 0 | 0
0 | 0 | 0
0 | 0 | 0
0 | 0 | 0
0 | 0 | 0
0 | 0 | 0
0 | 0 | 0
0 | 0 | 0
0 | 0 | 0
0 | 0 | 0
0 | 0 | 0
0 | 0 | 0
0 | 0 | 0
0 | 0 | 0
0 | 0 | 0
0 | 0 | 0
0 | 0 | 0
0 | 0 | 0
0 | 0 | 0
0 | 0 | 0
0 | 0 | 0
0 | 0 | 0
0 | 0 | 0
0 | 0 | 0
0 | 0 | 0
0 | 0 | 0
0 | 0 | 0
0 | 0 | 0
0 | 0 | 0
0 | 0 | 0
0 | 0 | 0
0 | 0 | 0
0 | 0 | 0
0 | 0 | 0
0 | 0 | 0
0 | 0 | 0
0 | 0 | 0
0 | 0 | 0
0 | 0 | 0
0 | 0 | 0
0 | 0 | 0
0 | 0 | 0
0 | 0 | 0
0 | 0 | 0
0 | 0 | 0
0 | 0 | 0
0 | 0 | 0
0 | 0 | 0
0 | 0 | 0
0 | 0 | 0
0 | 0 | 0
0 | 0 | 0
0 | 0 | 0
0 | 0 | 0
0 | 0 | 0
0 | 0 | 0
0 | 0 | 0
0 | 0 | 0
0 | 0 | 0
0 | 0 | 0
0 | 0 | 0
0 | 0 | 0
0 | 0 | 0
0 | 0 | 0
0 | 0 | 0
0 | 0 | 0
0 | 0 | 0
0 | 0 | 0
0 | 0 | 0
0 | 0 | 0
0 | 0 | 0
0 | 0 | 0
0 | 0 | 0
0 | 0 | 0
0 | 0 | 0
0 | 0 | 0
0 | 0 | 0
0 | 0 | 0
0 | 0 | 0
0 | 0 | 0
0 | 0 | 0
0 | 0 | 0
0 | 0 | 0
0 | 0 | 0
0 | 0 | 0
0 | 0 | 0
0 | 0 | 0
0 | 0 | 0
0 | 0 | 0
0 | 0 | 0
0 | 0 | 0
0 | 0 | 0
0 | 0 | 0
0 | 0 | 0
0 | 0 | 0
0 | 0 | 0
0 | 0 | 0
0 | 0 | 0
0 | 0 | 0
0 | 0 | 0
0 | 0 | 0
0 | 0 | 0
0 | 0 | 0
0 | 0 | 0
0 | 0 | 0
0 | 0 | 0
0 | 0 | 0
0 | 0 | 0
0 | 0 | 0
0 | 0 | 0
0 | 0 | 0
0 | 0 | 0
0 | 0 | 0
0 | 0 | 0
0 | 0 | 0
0 | 0 | 0
0 | 0 | 0
0 | 0 | 0
0 | 0 | 0
0 | 0 | 0
0 | 0 | 0
0 | 0 | 0
0 | 0 | 0
0 | 0 | 0
0 | 0 | 0
0 | 0 | 0
0 | 0 | 0
0 | 0 | 0
0 | 0 | 0
0 | 0 | 0
0 | 0 | 0
0 | 0 | 0
0 | 0 | 0
0 | 0 | 0
0 | 0 | 0
0 | 0 | 0
0 | 0 | 0
0 | 0 | 0
0 | 0 | 0
0 | 0 | 0
0 | 0 | 0
0 | 0 | 0
0 | 0 | 0
0 | 0 | 0
0 | 0 | 0
0 | 0 | 0
0 | 0 | 0
0 | 0 | 0
0 | 0 | 0
0 | 0 | 0
0 | 0 | 0
0 | 0 | 0
0 | 0 | 0
0 | 0 | 0
0 | 0 | 0
0 | 0 | 0
0 | 0 | 0
0 | 0 | 0
0 | 0 | 0
0 | 0 | 0
0 | 0 | 0
0 | 0 | 0
0 | 0 | 0
0 | 0 | 0
0 | 0 | 0
0 | 0 | 0
0 | 0 | 0
0 | 0 | 0
0 | 0 | 0
0 | 0 | 0
0 | 0 | 0
0 | 0 | 0
0 | 0 | 0
0 | 0 | 0
0 | 0 | 0
0 | 0 | 0
0 | 0 | 0
0 | 0 | 0
0 | 0 | 0
0 | 0 | 0
0 | 0 | 0
0 | 0 | 0
0 | 0 | 0
0 | 0 | 0
0 | 0 | 0
0 | 0 | 0
0 | 0 | 0
0 | 0 | 0
0 | 0 | 0
0 | 0 | 0
0 | 0 | 0
0 | 0 | 0
0 | 0 | 0
0 | 0 | 0
0 | 0 | 0
0 | 0 | 0
0 | 0 | 0
0 | 0 | 0
0 | 0 | 0
0 | 0 | 0
0 | 0 | 0
0 | 0 | 0
0 | 0 | 0
0 | 0 | 0
0 | 0 | 0
0 | 0 | 0
0 | 0 | 0
0 | 0 | 0
0 | 0 | 0
0 | 0 | 0
0 | 0 | 0
0 | 0 | 0
0 | 0 | 0
0 | 0 | 0
0 | 0 | 0
0 | 0 | 0
0 | 0 | 0
0 | 0 | 0
0 | 0 | 0
0 | 0 | 0
0 | 0 | 0
0 | 0 | 0
0 | 0 | 0
0 | 0 | 0
0 | 0 | 0
0 | 0 | 0
0 | 0 | 0
0 | 0 | 0
0 | 0 | 0
0 | 0 | 0
0 | 0 | 0
0 | 0 | 0
0 | 0 | 0
0 | 0 | 0
0 | 0 | 0
0 | 0 | 0
0 | 0 | 0
0 | 0 | 0
0 | 0 | 0
0 | 0 | 0
0 | 0 | 0
0 | 0 | 0
0 | 0 | 0
0 | 0 | 0
0 | 0 | 0
0 | 0 | 0
0 | 0 | 0
0 | 0 | 0
0 | 0 | 0
0 | 0 | 0
0 | 0 | 0
0 | 0 | 0
0 | 0 | 0
0 | 0 | 0
0 | 0 | 0
0 | 0 | 0
0 | 0 | 0
0 | 0 | 0
0 | 0 | 0
0 | 0 | 0
0 | 0 | 0
0 | 0 | 0
0 | 0 | 0
0 | 0 | 0
0 | 0 | 0
0 | 0 | 0
0 | 0 | 0
0 | 0 | 0
0 | 0 | 0
0 | 0 | 0
0 | 0 | 0
0 | 0 | 0
0 | 0 | 0
0 | 0 | 0
0 | 0 | 0
0 | 0 | 0
0 | 0 | 0
0 | 0 | 0
0 | 0 | 0
0 | 0 | 0
0 | 0 | 0
0 | 0 | 0
0 | 0 | 0
0 | 0 | 0
0 | 0 | 0
0 | 0 | 0
0 | 0 | 0
0 | 0 | 0
0 | 0 | 0
0 | 0 | 0
0 | 0 | 0
0 | 0 | 0
0 | 0 | 0
0 | 0 | 0
0 | 0 | 0
0 | 0 | 0
0 | 0 | 0
0 | 0 | 0
0 | 0 | 0
0 | 0 | 0
0 | 0 | 0
0 | 0 | 0
0 | 0 | 0
0 | 0 | 0
0 | 0 | 0
0 | 0 | 0
0 | 0 | 0
0 | 0 | 0
0 | 0 | 0
0 | 0 | 0
0 | 0 | 0
0 | 0 | 0
0 | 0 | 0
0 | 0 | 0
0 | 0 | 0
0 | 0 | 0
0 | 0 | 0
0 | 0 | 0
0 | 0 | 0
0 | 0 | 0
0 | 0 | 0
0 | 0 | 0
0 | 0 | 0
0 | 0 | 0
0 | 0 | 0
0 | 0 | 0
0 | 0 | 0
0 | 0 | 0
0 | 0 | 0
0 | 0 | 0
0 | 0 | 0
0 | 0 | 0
0 | 0 | 0
0 | 0 | 0
0 | 0 | 0
0 | 0 | 0
0 | 0 | 0
0 | 0 | 0
0 | 0 | 0
0 | 0 | 0
0 | 0 | 0
0 | 0 | 0
0 | 0 | 0
0 | 0 | 0
0 | 0 | 0
0 | 0 | 0
0 | 0 | 0
0 | 0 | 0
0 | 0 | 0
0 | 0 | 0
0 | 0 | 0
0 | 0 | 0
0 | 0 | 0
0 | 0 | 0
0 | 0 | 0
0 | 0 | 0
0 | 0 | 0
0 | 0 | 0
0 | 0 | 0
0 | 0 | 0
0 | 0 | 0
0 | 0 | 0
0 | 0 | 0
0 | 0 | 0
0 | 0 | 0
0 | 0 | 0
0 | 0 | 0
0 | 0 | 0
0 | 0 | 0
0 | 0 | 0
0 | 0 | 0
0 | 0 | 0
0 | 0 | 0
0 | 0 | 0
0 | 0 | 0
0 | 0 | 0
0 | 0 | 0
0 | 0 | 0
0 | 0 | 0
0 | 0 | 0
0 | 0 | 0
0 | 0 | 0
0 | 0 | 0
0 | 0 | 0
0 | 0 | 0
0 | 0 | 0
0 | 0 | 0
0 | 0 | 0
0 | 0 | 0
0 | 0 | 0
0 | 0 | 0
0 | 0 | 0
0 | 0 | 0
0 | 0 | 0
0 | 0 | 0
0 | 0 | 0
0 | 0 | 0
0 | 0 | 0
0 | 0 | 0
0 | 0 | 0
0 | 0 | 0
0 | 0 | 0
0 | 0 | 0
0 | 0 | 0
0 | 0 | 0
0 | 0 | 0
0 | 0 | 0
0 | 0 | 0
0 | 0 | 0
0 | 0 | 0
0 | 0 | 0
0 | 0 | 0
0 | 0 | 0
0 | 0 | 0
0 | 0 | 0
0 | 0 | 0
0 | 0 | 0
0 | 0 | 0
0 | 0 | 0
0 | 0 | 0
0 | 0 | 0
0 | 0 | 0
0 | 0 | 0
0 | 0 | 0
0 | 0 | 0
0 | 0 | 0
0 | 0 | 0
0 | 0 | 0
0 | 0 | 0
0 | 0 | 0
0 | 0 | 0
0 | 0 | 0
0 | 0 | 0
0 | 0 | 0
0 | 0 | 0
0 | 0 | 0
0 | 0 | 0
0 | 0 | 0
0 | 0 | 0
0 | 0 | 0
0 | 0 | 0
0 | 0 | 0
0 | 0 | 0
0 | 0 | 0
0 | 0 | 0
0 | 0 | 0
0 | 0 | 0
0 | 0 | 0
0 | 0 | 0
0 | 0 | 0
0 | 0 | 0
0 | 0 | 0
0 | 0 | 0
0 | 0 | 0
0 | 0 | 0
0 | 0 | 0
0 | 0 | 0
0 | 0 | 0
0 | 0 | 0
0 | 0 | 0
0 | 0 | 0
0 | 0 | 0
0 | 0 | 0
0 | 0 | 0
0 | 0 | 0
0 | 0 | 0
0 | 0 | 0
0 | 0 | 0
0 | 0 | 0
0 | 0 | 0
0 | 0 | 0
0 | 0 | 0
0 | 0 | 0
0 | 0 | 0
0 | 0 | 0
0 | 0 | 0
0 | 0 | 0
0 | 0 | 0
0 | 0 | 0
0 | 0 | 0
0 | 0 | 0
0 | 0 | 0
0 | 0 | 0
0 | 0 | 0
0 | 0 | 0
0 | 0 | 0
0 | 0 | 0
0 | 0 | 0
0 | 0 | 0
0 | 0 | 0
0 | 0 | 0
0 | 0 | 0
0 | 0 | 0
0 | 0 | 0
0 | 0 | 0
0 | 0 | 0
0 | 0 | 0
0 | 0 | 0
0 | 0 | 0
0 | 0 | 0
0 | 0 | 0
0 | 0 | 0
0 | 0 | 0
0 | 0 | 0
0 | 0 | 0
0 | 0 | 0
0 | 0 | 0
0 | 0 | 0
0 | 0 | 0
0 | 0 | 0
0 | 0 | 0
0 | 0 | 0
0 | 0 | 0
0 | 0 | 0
0 | 0 | 0
0 | 0 | 0
0 | 0 | 0
0 | 0 | 0
0 | 0 | 0
0 | 0 | 0
0 | 0 | 0
0 | 0 | 0
0 | 0 | 0
0 | 0 | 0
0 | 0 | 0
0 | 0 | 0
0 | 0 | 0
0 | 0 | 0
0 | 0 | 0
0 | 0 | 0
0 | 0 | 0
0 | 0 | 0
0 | 0 | 0
0 | 0 | 0
0 | 0 | 0
0 | 0 | 0
0 | 0 | 0
0 | 0 | 0
0 | 0 | 0
0 | 0 | 0
0 | 0 | 0
0 | 0 | 0
0 | 0 | 0
0 | 0 | 0
0 | 0 | 0
0 | 0 | 0
0 | 0 | 0
0 | 0 | 0
0 | 0 | 0
0 | 0 | 0
0 | 0 | 0
0 | 0 | 0
0 | 0 | 0
0 | 0 | 0
0 | 0 | 0
0 | 0 | 0
0 | 0 | 0
0 | 0 | 0
0 | 0 | 0
0 | 0 | 0
0 | 0 | 0
0 | 0 | 0
0 | 0 | 0
0 | 0 | 0
0 | 0 | 0
0 | 0 | 0
0 | 0 | 0
0 | 0 | 0
0 | 0 | 0
0 | 0 | 0
0 | 0 | 0
0 | 0 | 0
0 | 0 | 0
0 | 0 | 0
0 | 0 | 0
0 | 0 | 0
0 | 0 | 0
0 | 0 | 0
0 | 0 | 0
0 | 0 | 0
0 | 0 | 0
0 | 0 | 0
0 | 0 | 0
0 | 0 | 0
0 | 0 | 0
0 | 0 | 0
0 | 0 | 0
0 | 0 | 0
0 | 0 | 0
0 | 0 | 0
0 | 0 | 0
0 | 0 | 0
0 | 0 | 0
0 | 0 | 0
0 | 0 | 0
0 | 0 | 0
0 | 0 | 0
0 | 0 | 0
0 | 0 | 0
0 | 0 | 0
0 | 0 | 0
0 | 0 | 0
0 | 0 | 0
0 | 0 | 0
0 | 0 | 0
0 | 0 | 0
0 | 0 | 0
0 | 0 | 0
0 | 0 | 0
0 | 0 | 0
0 | 0 | 0
0 | 0 | 0
0 | 0 | 0
0 | 0 | 0
0 | 0 | 0
0 | 0 | 0
0 | 0 | 0
0 | 0 | 0
0 | 0 | 0
0 | 0 | 0
0 | 0 | 0
0 | 0 | 0
0 | 0 | 0
0 | 0 | 0
0 | 0 | 0
0 | 0 | 0
0 | 0 | 0
0 | 0 | 0
0 | 0 | 0
0 | 0 | 0
0 | 0 | 0
0 | 0 | 0
0 | 0 | 0
0 | 0 | 0
0 | 0 | 0
0 | 0 | 0
0 | 0 | 0
0 | 0 | 0
0 | 0 | 0
0 | 0 | 0
0 | 0 | 0
0 | 0 | 0
0 | 0 | 0
0 | 0 | 0
0 | 0 | 0
0 | 0 | 0
0 | 0 | 0
0 | 0 | 0
0 | 0 | 0
0 | 0 | 0
0 | 0 | 0
0 | 0 | 0
0 | 0 | 0
0 | 0 | 0
0 | 0 | 0
0 | 0 | 0
0 | 0 | 0
0 | 0 | 0
0 | 0 | 0
0 | 0 | 0
0 | 0 | 0
0 | 0 | 0
0 | 0 | 0
0 | 0 | 0
0 | 0 | 0
0 | 0 | 0
0 | 0 | 0
0 | 0 | 0
0 | 0 | 0
0 | 0 | 0
0 | 0 | 0
0 | 0 | 0
0 | 0 | 0
0 | 0 | 0
0 | 0 | 0
0 | 0 | 0
0 | 0 | 0
0 | 0 | 0
0 | 0 | 0
0 | 0 | 0
0 | 0 | 0
0 | 0 | 0
0 | 0 | 0
0 | 0 | 0
0 | 0 | 0
0 | 0 | 0
0 | 0 | 0
0 | 0 | 0
0 | 0 | 0
0 | 0 | 0
0 | 0 | 0
0 | 0 | 0
0 | 0 | 0
0 | 0 | 0
0 | 0 | 0
0 | 0 | 0
0 | 0 | 0
0 | 0 | 0
0 | 0 | 0
0 | 0 | 0
0 | 0 | 0
0 | 0 | 0
0 | 0 | 0
0 | 0 | 0
0 | 0 | 0
0 | 0 | 0
0 | 0 | 0
0 | 0 | 0
0 | 0 | 0
0 | 0 | 0
0 | 0 | 0
0 | 0 | 0
0 | 0 | 0
0 | 0 | 0
0 | 0 | 0
0 | 0 | 0
0 | 0 | 0
0 | 0 | 0
0 | 0 | 0
0 | 0 | 0
0 | 0 | 0
0 | 0 | 0
0 | 0 | 0
0 | 0 | 0
0 | 0 | 0
0 | 0 | 0
0 | 0 | 0
0 | 0 | 0
0 | 0 | 0
0 | 0 | 0
0 | 0 | 0
0 | 0 | 0
0 | 0 | 0
0 | 0 | 0
0 | 0 | 0
0 | 0 | 0
0 | 0 | 0
0 | 0 | 0
0 | 0 | 0
0 | 0 | 0
0 | 0 | 0
0 | 0 | 0
0 | 0 | 0
0 | 0 | 0
0 | 0 | 0
0 | 0 | 0
0 | 0 | 0
0 | 0 | 0
0 | 0 | 0
0 | 0 | 0
0 | 0 | 0
0 | 0 | 0
0 | 0 | 0
0 | 0 | 0
0 | 0 | 0
0 | 0 | 0
0 | 0 | 0
0 | 0 | 0
0 | 0 | 0
0 | 0 | 0
0 | 0 | 0
0 | 0 | 0
0 | 0 | 0
0 | 0 | 0
0 | 0 | 0
0 | 0 | 0
0 | 0 | 0
0 | 0 | 0
0 | 0 | 0
0 | 0 | 0
0 | 0 | 0
0 | 0 | 0
0 | 0 | 0
0 | 0 | 0
0 | 0 | 0
0 | 0 | 0
0 | 0 | 0
0 | 0 | 0
0 | 0 | 0
0 | 0 | 0
0 | 0 | 0
0 | 0 | 0
0 | 0 | 0
0 | 0 | 0
0 | 0 | 0
0 | 0 | 0
0 | 0 | 0
0 | 0 | 0
0 | 0 | 0
0 | 0 | 0
0 | 0 | 0
0 | 0 | 0
0 | 0 | 0
0 | 0 | 0
0 | 0 | 0
0 | 0 | 0
0 | 0 | 0
0 | 0 | 0
0 | 0 | 0
0 | 0 | 0
0 | 0 | 0
0 | 0 | 0
0 | 0 | 0
0 | 0 | 0
0 | 0 | 0
0 | 0 | 0
0 | 0 | 0
0 | 0 | 0
0 | 0 | 0
0 | 0 | 0
0 | 0 | 0
0 | 0 | 0
0 | 0 | 0
0 | 0 | 0
0 | 0 | 0
0 | 0 | 0
0 | 0 | 0
0 | 0 | 0
0 | 0 | 0
0 | 0 | 0
0 | 0 | 0
0 | 0 | 0
0 | 0 | 0
0 | 0 | 0
0 | 0 | 0
0 | 0 | 0
0 | 0 | 0
0 | 0 | 0
0 | 0 | 0
0 | 0 | 0
0 | 0 | 0
0 | 0 | 0
0 | 0 | 0
0 | 0 | 0
0 | 0 | 0
0 | 0 | 0
0 | 0 | 0
0 | 0 | 0
0 | 0 | 0
0 | 0 | 0
0 | 0 | 0
0 | 0 | 0
0 | 0 | 0
0 | 0 | 0
0 | 0 | 0
0 | 0 | 0
0 | 0 | 0
0 | 0 | 0
0 | 0 | 0
0 | 0 | 0
0 | 0 | 0
0 | 0 | 0
0 | 0 | 0
0 | 0 | 0
0 | 0 | 0
0 | 0 | 0
0 | 0 | 0
0 | 0 | 0
0 | 0 | 0
0 | 0 | 0
0 | 0 | 0
0 | 0 | 0
0 | 0 | 0
0 | 0 | 0
0 | 0 | 0
0 | 0 | 0
0 | 0 | 0
0 | 0 | 0
0 | 0 | 0
0 | 0 | 0
0 | 0 | 0
0 | 0 | 0
0 | 0 | 0
0 | 0 | 0
0 | 0 | 0
0 | 0 | 0
0 | 0 | 0
0 | 0 | 0
0 | 0 | 0
0 | 0 | 0
0 | 0 | 0
0 | 0 | 0
0 | 0 | 0
0 | 0 | 0
0 | 0 | 0
0 | 0 | 0
0 | 0 | 0
0 | 0 | 0
0 | 0 | 0
0 | 0 | 0
0 | 0 | 0
0 | 0 | 0
0 | 0 | 0
0 | 0 | 0
0 | 0 | 0
0 | 0 | 0
0 | 0 | 0
0 | 0 | 0
0 | 0 | 0
0 | 0 | 0
0 | 0 | 0
0 | 0 | 0
0 | 0 | 0
0 | 0 | 0
0 | 0 | 0
0 | 0 | 0
0 | 0 | 0
0 | 0 | 0
0 | 0 | 0
0 | 0 | 0
0 | 0 | 0
0 | 0 | 0
0 | 0 | 0
0 | 0 | 0
0 | 0 | 0
0 | 0 | 0
0 | 0 | 0
0 | 0 | 0
0 | 0 | 0
0 | 0 | 0
0 | 0 | 0
0 | 0 | 0
0 | 0 | 0
0 | 0 | 0
0 | 0 | 0
0 | 0 | 0
0 | 0 | 0
0 | 0 | 0
0 | 0 | 0
0 | 0 | 0
0 | 0 | 0
0 | 0 | 0
0 | 0 | 0
0 | 0 | 0
0 | 0 | 0
0 | 0 | 0
0 | 0 | 0
0 | 0 | 0
0 | 0 | 0
0 | 0 | 0
0 | 0 | 0
0 | 0 | 0
0 | 0 | 0
0 | 0 | 0
0 | 0 | 0
0 | 0 | 0
0 | 0 | 0
0 | 0 | 0
0 | 0 | 0
0 | 0 | 0
0 | 0 | 0
0 | 0 | 0
0 | 0 | 0
0 | 0 | 0
0 | 0 | 0
0 | 0 | 0
0 | 0 | 0
0 | 0 | 0
0 | 0 | 0
0 | 0 | 0
0 | 0 | 0
0 | 0 | 0
0 | 0 | 0
0 | 0 | 0
0 | 0 | 0
0 | 0 | 0
0 | 0 | 0
0 | 0 | 0
0 | 0 | 0
0 | 0 | 0
0 | 0 | 0
0 | 0 | 0
0 | 0 | 0
0 | 0 | 0
0 | 0 | 0
0 | 0 | 0
0 | 0 | 0
0 | 0 | 0
0 | 0 | 0
0 | 0 | 0
0 | 0 | 0
0 | 0 | 0
0 | 0 | 0
0 | 0 | 0
0 | 0 | 0
0 | 0 | 0
0 | 0 | 0
0 | 0 | 0
0 | 0 | 0
0 | 0 | 0
0 | 0 | 0
0 | 0 | 0
0 | 0 | 0
0 | 0 | 0
0 | 0 | 0
0 | 0 | 0
0 | 0 | 0
0 | 0 | 0
0 | 0 | 0
0 | 0 | 0
0 | 0 | 0
0 | 0 | 0
0 | 0 | 0
0 | 0 | 0
0 | 0 | 0
0 | 0 | 0
0 | 0 | 0
0 | 0 | 0
0 | 0 | 0
0 | 0 | 0
0 | 0 | 0
0 | 0 | 0
0 | 0 | 0
0 | 0 | 0
0 | 0 | 0
0 | 0 | 0
0 | 0 | 0
0 | 0 | 0
0 | 0 | 0
0 | 0 | 0
0 | 0 | 0
0 | 0 | 0
0 | 0 | 0
0 | 0 | 0
0 | 0 | 0
0 | 0 | 0
0 | 0 | 0
0 | 0 | 0
0 | 0 | 0
0 | 0 | 0
0 | 0 | 0
0 | 0 | 0
0 | 0 | 0
0 | 0 | 0
0 | 0 | 0
0 | 0 | 0
0 | 0 | 0
0 | 0 | 0
0 | 0 | 0
0 | 0 | 0
0 | 0 | 0
0 | 0 | 0
0 | 0 | 0
0 | 0 | 0
0 | 0 | 0
0 | 0 | 0
0 | 0 | 0
0 | 0 | 0
0 | 0 | 0
0 | 0 | 0
0 | 0 | 0
0 | 0 | 0
0 | 0 | 0
0 | 0 | 0
0 | 0 | 0
0 | 0 | 0
0 | 0 | 0
0 | 0 | 0
0 | 0 | 0
0 | 0 | 0
0 | 0 | 0
0 | 0 | 0
0 | 0 | 0
0 | 0 | 0
0 | 0 | 0
0 | 0 | 0
0 | 0 | 0
0 | 0 | 0
0 | 0 | 0
0 | 0 | 0
0 | 0 | 0
0 | 0 | 0
0 | 0 | 0
0 | 0 | 0
0 | 0 | 0
0 | 0 | 0
0 | 0 | 0
0 | 0 | 0
0 | 0 | 0
0 | 0 | 0
0 | 0 | 0
0 | 0 | 0
0 | 0 | 0
0 | 0 | 0
0 | 0 | 0
0 | 0 | 0
0 | 0 | 0
0 | 0 | 0
0 | 0 | 0
0 | 0 | 0
0 | 0 | 0
0 | 0 | 0
0 | 0 | 0
0 | 0 | 0
0 | 0 | 0
0 | 0 | 0
0 | 0 | 0
0 | 0 | 0
0 | 0 | 0
0 | 0 | 0
0 | 0 | 0
0 | 0 | 0
0 | 0 | 0
0 | 0 | 0
0 | 0 | 0
0 | 0 | 0
0 | 0 | 0
0 | 0 | 0
0 | 0 | 0
0 | 0 | 0
0 | 0 | 0
0 | 0 | 0
0 | 0 | 0
0 | 0 | 0
0 | 0 | 0
0 | 0 | 0
0 | 0 | 0
0 | 0 | 0
0 | 0 | 0
0 | 0 | 0
0 | 0 | 0
0 | 0 | 0
0 | 0 | 0
0 | 0 | 0
0 | 0 | 0
0 | 0 | 0
0 | 0 | 0
0 | 0 | 0
0 | 0 | 0
0 | 0 | 0
0 | 0 | 0
0 | 0 | 0
0 | 0 | 0
0 | 0 | 0
0 | 0 | 0
0 | 0 | 0
0 | 0 | 0
0 | 0 | 0
0 | 0 | 0
0 | 0 | 0
0 | 0 | 0
0 | 0 | 0
0 | 0 | 0
0 | 0 | 0
0 | 0 | 0
0 | 0 | 0
0 | 0 | 0
0 | 0 | 0
0 | 0 | 0
0 | 0 | 0
0 | 0 | 0
0 | 0 | 0
0 | 0 | 0
0 | 0 | 0
0 | 0 | 0
0 | 0 | 0
0 | 0 | 0
0 | 0 | 0
0 | 0 | 0
0 | 0 | 0
0 | 0 | 0
0 | 0 | 0
0 | 0 | 0
0 | 0 | 0
0 | 0 | 0
0 | 0 | 0
0 | 0 | 0
0 | 0 | 0
0 | 0 | 0
0 | 0 | 0
0 | 0 | 0
0 | 0 | 0
0 | 0 | 0
0 | 0 | 0
0 | 0 | 0
0 | 0 | 0
0 | 0 | 0
0 | 0 | 0
0 | 0 | 0
0 | 0 | 0
0 | 0 | 0
0 | 0 | 0
0 | 0 | 0
0 | 0 | 0
0 | 0 | 0
0 | 0 | 0
0 | 0 | 0
0 | 0 | 0
0 | 0 | 0
0 | 0 | 0
0 | 0 | 0
0 | 0 | 0
0 | 0 | 0
0 | 0 | 0
0 | 0 | 0
0 | 0 | 0
0 | 0 | 0
0 | 0 | 0
0 | 0 | 0
0 | 0 | 0
0 | 0 | 0
0 | 0 | 0
0 | 0 | 0
0 | 0 | 0
0 | 0 | 0
0 | 0 | 0
0 | 0 | 0
0 | 0 | 0
0 | 0 | 0
0 | 0 | 0
0 | 0 | 0
0 | 0 | 0
0 | 0 | 0
0 | 0 | 0
0 | 0 | 0
0 | 0 | 0
0 | 0 | 0
0 | 0 | 0
0 | 0 | 0
0 | 0 | 0
0 | 0 | 0
0 | 0 | 0
0 | 0 | 0
0 | 0 | 0
0 | 0 | 0
0 | 0 | 0
0 | 0 | 0
0 | 0 | 0
0 | 0 | 0
0 | 0 | 0
0 | 0 | 0
0 | 0 | 0
0 | 0 | 0
0 | 0 | 0
0 | 0 | 0
0 | 0 | 0
0 | 0 | 0
0 | 0 | 0
0 | 0 | 0
0 | 0 | 0
0 | 0 | 0
0 | 0 | 0
0 | 0 | 0
0 | 0 | 0
0 | 0 | 0
0 | 0 | 0
0 | 0 | 0
0 | 0 | 0
0 | 0 | 0
0 | 0 | 0
0 | 0 | 0
0 | 0 | 0
0 | 0 | 0
0 | 0 | 0
0 | 0 | 0
0 | 0 | 0
0 | 0 | 0
0 | 0 | 0
0 | 0 | 0
0 | 0 | 0
0 | 0 | 0
0 | 0 | 0
0 | 0 | 0
0 | 0 | 0
0 | 0 | 0
0 | 0 | 0
0 | 0 | 0
0 | 0 | 0
0 | 0 | 0
0 | 0 | 0
0 | 0 | 0
0 | 0 | 0
0 | 0 | 0
0 | 0 | 0
0 | 0 | 0
0 | 0 | 0
0 | 0 | 0
0 | 0 | 0
0 | 0 | 0
0 | 0 | 0
0 | 0 | 0
0 | 0 | 0
0 | 0 | 0
0 | 0 | 0
0 | 0 | 0
0 | 0 | 0
0 | 0 | 0
0 | 0 | 0
0 | 0 | 0
0 | 0 | 0
0 | 0 | 0
0 | 0 | 0
0 | 0 | 0
0 | 0 | 0
0 | 0 | 0
0 | 0 | 0
0 | 0 | 0
0 | 0 | 0
0 | 0 | 0
0 | 0 | 0
0 | 0 | 0
0 | 0 | 0
0 | 0 | 0
0 | 0 | 0
0 | 0 | 0
0 | 0 | 0
0 | 0 | 0
0 | 0 | 0
0 | 0 | 0
0 | 0 | 0
0 | 0 | 0
0 | 0 | 0
0 | 0 | 0
0 | 0 | 0
0 | 0 | 0
0 | 0 | 0
0 | 0 | 0
0 | 0 | 0
0 | 0 | 0
0 | 0 | 0
0 | 0 | 0
0 | 0 | 0
0 | 0 | 0
0 | 0 | 0
0 | 0 | 0
0 | 0 | 0
0 | 0 | 0
0 | 0 | 0
0 | 0 | 0
0 | 0 | 0
0 | 0 | 0
0 | 0 | 0
0 | 0 | 0
0 | 0 | 0
0 | 0 | 0
0 | 0 | 0
0 | 0 | 0
0 | 0 | 0
0 | 0 | 0
0 | 0 | 0
0 | 0 | 0
0 | 0 | 0
0 | 0 | 0
0 | 0 | 0
0 | 0 | 0
0 | 0 | 0
0 | 0 | 0
0 | 0 | 0
0 | 0 | 0
0 | 0 | 0
0 | 0 | 0
0 | 0 | 0
0 | 0 | 0
0 | 0 | 0
0 | 0 | 0
0 | 0 | 0
0 | 0 | 0
0 | 0 | 0
0 | 0 | 0
0 | 0 | 0
0 | 0 | 0
0 | 0 | 0
0 | 0 | 0
0 | 0 | 0
0 | 0 | 0
0 | 0 | 0
0 | 0 | 0
0 | 0 | 0
0 | 0 | 0
0 | 0 | 0
0 | 0 | 0
0 | 0 | 0
0 | 0 | 0
0 | 0 | 0
0 | 0 | 0
0 | 0 | 0
0 | 0 | 0
0 | 0 | 0
0 | 0 | 0
0 | 0 | 0
0 | 0 | 0
0 | 0 | 0
0 | 0 | 0
0 | 0 | 0
0 | 0 | 0
0 | 0 | 0
0 | 0 | 0
0 | 0 | 0
0 | 0 | 0
0 | 0 | 0
0 | 0 | 0
0 | 0 | 0
0 | 0 | 0
0 | 0 | 0
0 | 0 | 0
0 | 0 | 0
0 | 0 | 0
0 | 0 | 0
0 | 0 | 0
0 | 0 | 0
0 | 0 | 0
0 | 0 | 0
0 | 0 | 0
0 | 0 | 0
0 | 0 | 0
0 | 0 | 0
0 | 0 | 0
0 | 0 | 0
0 | 0 | 0
0 | 0 | 0
0 | 0 | 0
0 | 0 | 0
0 | 0 | 0
0 | 0 | 0
0 | 0 | 0
0 | 0 | 0
0 | 0 | 0
0 | 0 | 0
0 | 0 | 0
0 | 0 | 0
0 | 0 | 0
0 | 0 | 0
0 | 0 | 0
0 | 0 | 0
0 | 0 | 0
0 | 0 | 0
0 | 0 | 0
0 | 0 | 0
0 | 0 | 0
0 | 0 | 0
0 | 0 | 0
0 | 0 | 0
0 | 0 | 0
0 | 0 | 0
0 | 0 | 0
0 | 0 | 0
0 | 0 | 0
0 | 0 | 0
0 | 0 | 0
0 | 0 | 0
0 | 0 | 0
0 | 0 | 0
0 | 0 | 0
0 | 0 | 0
0 | 0 | 0
0 | 0 | 0
0 | 0 | 0
0 | 0 | 0
0 | 0 | 0
0 | 0 | 0
0 | 0 | 0
0 | 0 | 0
0 | 0 | 0
0 | 0 | 0
0 | 0 | 0
0 | 0 | 0
0 | 0 | 0
0 | 0 | 0
0 | 0 | 0
0 | 0 | 0
0 | 0 | 0
0 | 0 | 0
0 | 0 | 0
0 | 0 | 0
0 | 0 | 0
0 | 0 | 0
0 | 0 | 0
0 | 0 | 0
0 | 0 | 0
0 | 0 | 0
0 | 0 | 0
0 | 0 | 0
0 | 0 | 0
0 | 0 | 0
0 | 0 | 0
0 | 0 | 0
0 | 0 | 0
0 | 0 | 0
0 | 0 | 0
0 | 0 | 0
0 | 0 | 0
0 | 0 | 0
0 | 0 | 0
0 | 0 | 0
0 | 0 | 0
0 | 0 | 0
0 | 0 | 0
0 | 0 | 0
0 | 0 | 0
0 | 0 | 0
0 | 0 | 0
0 | 0 | 0
0 | 0 | 0
0 | 0 | 0
0 | 0 | 0
0 | 0 | 0
0 | 0 | 0
0 | 0 | 0
0 | 0 | 0
0 | 0 | 0
0 | 0 | 0
0 | 0 | 0
0 | 0 | 0
0 | 0 | 0
0 | 0 | 0
0 | 0 | 0
0 | 0 | 0
0 | 0 | 0
0 | 0 | 0
0 | 0 | 0
0 | 0 | 0
0 | 0 | 0
0 | 0 | 0
0 | 0 | 0
0 | 0 | 0
0 | 0 | 0
0 | 0 | 0
0 | 0 | 0
0 | 0 | 0
0 | 0 | 0
0 | 0 | 0
0 | 0 | 0
0 | 0 | 0
0 | 0 | 0
0 | 0 | 0
0 | 0 | 0
0 | 0 | 0
0 | 0 | 0
0 | 0 | 0
0 | 0 | 0
0 | 0 | 0
0 | 0 | 0
0 | 0 | 0
0 | 0 | 0
0 | 0 | 0
0 | 0 | 0
0 | 0 | 0
0 | 0 | 0
0 | 0 | 0
0 | 0 | 0
0 | 0 | 0
0 | 0 | 0
0 | 0 | 0
0 | 0 | 0
0 | 0 | 0
0 | 0 | 0
0 | 0 | 0
0 | 0 | 0
0 | 0 | 0
0 | 0 | 0
0 | 0 | 0
0 | 0 | 0
0 | 0 | 0
0 | 0 | 0
0 | 0 | 0
0 | 0 | 0
0 | 0 | 0
0 | 0 | 0
0 | 0 | 0
0 | 0 | 0
0 | 0 | 0
0 | 0 | 0
0 | 0 | 0
0 | 0 | 0
0 | 0 | 0
0 | 0 | 0
0 | 0 | 0
0 | 0 | 0
0 | 0 | 0
0 | 0 | 0
0 | 0 | 0
0 | 0 | 0
0 | 0 | 0
0 | 0 | 0
0 | 0 | 0
0 | 0 | 0
0 | 0 | 0
0 | 0 | 0
0 | 0 | 0
0 | 0 | 0
0 | 0 | 0
0 | 0 | 0
0 | 0 | 0
0 | 0 | 0
0 | 0 | 0
0 | 0 | 0
0 | 0 | 0
0 | 0 | 0
0 | 0 | 0
0 | 0 | 0
0 | 0 | 0
0 | 0 | 0
0 | 0 | 0
0 | 0 | 0
0 | 0 | 0
0 | 0 | 0
0 | 0 | 0
0 | 0 | 0
0 | 0 | 0
0 | 0 | 0
0 | 0 | 0
0 | 0 | 0
0 | 0 | 0
0 | 0 | 0
0 | 0 | 0
0 | 0 | 0
0 | 0 | 0
0 | 0 | 0
0 | 0 | 0
0 | 0 | 0
0 | 0 | 0
0 | 0 | 0
0 | 0 | 0
0 | 0 | 0
0 | 0 | 0
0 | 0 | 0
0 | 0 | 0
0 | 0 | 0
0 | 0 | 0
0 | 0 | 0
0 | 0 | 0
0 | 0 | 0
0 | 0 | 0
0 | 0 | 0
0 | 0 | 0
0 | 0 | 0
0 | 0 | 0
0 | 0 | 0
0 | 0 | 0
0 | 0 | 0
0 | 0 | 0
0 | 0 | 0
0 | 0 | 0
0 | 0 | 0
0 | 0 | 0
0 | 0 | 0
0 | 0 | 0
0 | 0 | 0
0 | 0 | 0
0 | 0 | 0
0 | 0 | 0
0 | 0 | 0
0 | 0 | 0
0 | 0 | 0
0 | 0 | 0
0 | 0 | 0
0 | 0 | 0
0 | 0 | 0
0 | 0 | 0
0 | 0 | 0
0 | 0 | 0
0 | 0 | 0
0 | 0 | 0
0 | 0 | 0
0 | 0 | 0
0 | 0 | 0
0 | 0 | 0
0 | 0 | 0
0 | 0 | 0
0 | 0 | 0
0 | 0 | 0
0 | 0 | 0
0 | 0 | 0
0 | 0 | 0
0 | 0 | 0
0 | 0 | 0
0 | 0 | 0
0 | 0 | 0
0 | 0 | 0
0 | 0 | 0
0 | 0 | 0
0 | 0 | 0
0 | 0 | 0
0 | 0 | 0
0 | 0 | 0
0 | 0 | 0
0 | 0 | 0
0 | 0 | 0
0 | 0 | 0
0 | 0 | 0
0 | 0 | 0
0 | 0 | 0
0 | 0 | 0
0 | 0 | 0
0 | 0 | 0
0 | 0 | 0
0 | 0 | 0
0 | 0 | 0
0 | 0 | 0
0 | 0 | 0
0 | 0 | 0
0 | 0 | 0
0 | 0 | 0
0 | 0 | 0
0 | 0 | 0
0 | 0 | 0
0 | 0 | 0
0 | 0 | 0
0 | 0 | 0
0 | 0 | 0
0 | 0 | 0
0 | 0 | 0
0 | 0 | 0
0 | 0 | 0
0 | 0 | 0
0 | 0 | 0
0 | 0 | 0
0 | 0 | 0
0 | 0 | 0
0 | 0 | 0
0 | 0 | 0
0 | 0 | 0
0 | 0 | 0
0 | 0 | 0
0 | 0 | 0
0 | 0 | 0
0 | 0 | 0
0 | 0 | 0
0 | 0 | 0
0 | 0 | 0
0 | 0 | 0
0 | 0 | 0
0 | 0 | 0
0 | 0 | 0
0 | 0 | 0
0 | 0 | 0
0 | 0 | 0
0 | 0 | 0
0 | 0 | 0
0 | 0 | 0
0 | 0 | 0
0 | 0 | 0
0 | 0 | 0
0 | 0 | 0
0 | 0 | 0
0 | 0 | 0
0 | 0 | 0
0 | 0 | 0
0 | 0 | 0
0 | 0 | 0
0 | 0 | 0
0 | 0 | 0
0 | 0 | 0
0 | 0 | 0
0 | 0 | 0
0 | 0 | 0
0 | 0 | 0
0 | 0 | 0
0 | 0 | 0
0 | 0 | 0
0 | 0 | 0
0 | 0 | 0
0 | 0 | 0
0 | 0 | 0
0 | 0 | 0
0 | 0 | 0
0 | 0 | 0
0 | 0 | 0
0 | 0 | 0
0 | 0 | 0
0 | 0 | 0
0 | 0 | 0
0 | 0 | 0
0 | 0 | 0
0 | 0 | 0
0 | 0 | 0
0 | 0 | 0
0 | 0 | 0
0 | 0 | 0
0 | 0 | 0
0 | 0 | 0
0 | 0 | 0
0 | 0 | 0
0 | 0 | 0
0 | 0 | 0
0 | 0 | 0
0 | 0 | 0
0 | 0 | 0
0 | 0 | 0
0 | 0 | 0
0 | 0 | 0
0 | 0 | 0
0 | 0 | 0
0 | 0 | 0
0 | 0 | 0
0 | 0 | 0
0 | 0 | 0
0 | 0 | 0
0 | 0 | 0
0 | 0 | 0
0 | 0 | 0
0 | 0 | 0
0 | 0 | 0
0 | 0 | 0
0 | 0 | 0
0 | 0 | 0
0 | 0 | 0
0 | 0 | 0
0 | 0 | 0
0 | 0 | 0
0 | 0 | 0
0 | 0 | 0
0 | 0 | 0
0 | 0 | 0
0 | 0 | 0
0 | 0 | 0
0 | 0 | 0
0 | 0 | 0
0 | 0 | 0
0 | 0 | 0
0 | 0 | 0
0 | 0 | 0
0 | 0 | 0
0 | 0 | 0
0 | 0 | 0
0 | 0 | 0
0 | 0 | 0
0 | 0 | 0
0 | 0 | 0
0 | 0 | 0
0 | 0 | 0
0 | 0 | 0
0 | 0 | 0
0 | 0 | 0
0 | 0 | 0
0 | 0 | 0
0 | 0 | 0
0 | 0 | 0
0 | 0 | 0
0 | 0 | 0
0 | 0 | 0
0 | 0 | 0
0 | 0 | 0
0 | 0 | 0
0 | 0 | 0
0 | 0 | 0
0 | 0 | 0
0 | 0 | 0
0 | 0 | 0
0 | 0 | 0
0 | 0 | 0
0 | 0 | 0
0 | 0 | 0
0 | 0 | 0
0 | 0 | 0
0 | 0 | 0
0 | 0 | 0
0 | 0 | 0
0 | 0 | 0
0 | 0 | 0
0 | 0 | 0
0 | 0 | 0
0 | 0 | 0
0 | 0 | 0
0 | 0 | 0
0 | 0 | 0
0 | 0 | 0
0 | 0 | 0
0 | 0 | 0
0 | 0 | 0
0 | 0 | 0
0 | 0 | 0
0 | 0 | 0
0 | 0 | 0
0 | 0 | 0
0 | 0 | 0
0 | 0 | 0
0 | 0 | 0
0 | 0 | 0
0 | 0 | 0
0 | 0 | 0
0 | 0 | 0
0 | 0 | 0
0 | 0 | 0
0 | 0 | 0
0 | 0 | 0
0 | 0 | 0
0 | 0 | 0
0 | 0 | 0
0 | 0 | 0
0 | 0 | 0
0 | 0 | 0
0 | 0 | 0
0 | 0 | 0
0 | 0 | 0
0 | 0 | 0
0 | 0 | 0
0 | 0 | 0
0 | 0 | 0
0 | 0 | 0
0 | 0 | 0
0 | 0 | 0
0 | 0 | 0
0 | 0 | 0
0 | 0 | 0
0 | 0 | 0
0 | 0 | 0
0 | 0 | 0
0 | 0 | 0
0 | 0 | 0
0 | 0 | 0
0 | 0 | 0
0 | 0 | 0
0 | 0 | 0
0 | 0 | 0
0 | 0 | 0
0 | 0 | 0
0 | 0 | 0
0 | 0 | 0
0 | 0 | 0
0 | 0 | 0
0 | 0 | 0
0 | 0 | 0
0 | 0 | 0
0 | 0 | 0
0 | 0 | 0
0 | 0 | 0
0 | 0 | 0
0 | 0 | 0
0 | 0 | 0
0 | 0 | 0
0 | 0 | 0
0 | 0 | 0
0 | 0 | 0
0 | 0 | 0
0 | 0 | 0
0 | 0 | 0
0 | 0 | 0
0 | 0 | 0
0 | 0 | 0
0 | 0 | 0
0 | 0 | 0
0 | 0 | 0
0 | 0 | 0
0 | 0 | 0
0 | 0 | 0
0 | 0 | 0
0 | 0 | 0
0 | 0 | 0
0 | 0 | 0
0 | 0 | 0
0 | 0 | 0
0 | 0 | 0
0 | 0 | 0
0 | 0 | 0
0 | 0 | 0
0 | 0 | 0
0 | 0 | 0
0 | 0 | 0
0 | 0 | 0
0 | 0 | 0
0 | 0 | 0
0 | 0 | 0
0 | 0 | 0
0 | 0 | 0
0 | 0 | 0
0 | 0 | 0
0 | 0 | 0
0 | 0 | 0
0 | 0 | 0
0 | 0 | 0
0 | 0 | 0
0 | 0 | 0
0 | 0 | 0
0 | 0 | 0
0 | 0 | 0
0 | 0 | 0
0 | 0 | 0
0 | 0 | 0
0 | 0 | 0
0 | 0 | 0
0 | 0 | 0
0 | 0 | 0
0 | 0 | 0
0 | 0 | 0
0 | 0 | 0
0 | 0 | 0
0 | 0 | 0
0 | 0 | 0
0 | 0 | 0
0 | 0 | 0
0 | 0 | 0
0 | 0 | 0
0 | 0 | 0
0 | 0 | 0
0 | 0 | 0
0 | 0 | 0
0 | 0 | 0
0 | 0 | 0
0 | 0 | 0
0 | 0 | 0
0 | 0 | 0
0 | 0 | 0
0 | 0 | 0
0 | 0 | 0
0 | 0 | 0
0 | 0 | 0
0 | 0 | 0
0 | 0 | 0
0 | 0 | 0
0 | 0 | 0
0 | 0 | 0
0 | 0 | 0
0 | 0 | 0
0 | 0 | 0
0 | 0 | 0
0 | 0 | 0
0 | 0 | 0
0 | 0 | 0
0 | 0 | 0
0 | 0 | 0
0 | 0 | 0
0 | 0 | 0
0 | 0 | 0
0 | 0 | 0
0 | 0 | 0
0 | 0 | 0
0 | 0 | 0
0 | 0 | 0
0 | 0 | 0
0 | 0 | 0
0 | 0 | 0
0 | 0 | 0
0 | 0 | 0
0 | 0 | 0
0 | 0 | 0
0 | 0 | 0
0 | 0 | 0
0 | 0 | 0
0 | 0 | 0
0 | 0 | 0
0 | 0 | 0
0 | 0 | 0
0 | 0 | 0
0 | 0 | 0
0 | 0 | 0
0 | 0 | 0
0 | 0 | 0
0 | 0 | 0
0 | 0 | 0
0 | 0 | 0
0 | 0 | 0
0 | 0 | 0
0 | 0 | 0
0 | 0 | 0
0 | 0 | 0
0 | 0 | 0
0 | 0 | 0
0 | 0 | 0
0 | 0 | 0
0 | 0 | 0
0 | 0 | 0
0 | 0 | 0
0 | 0 | 0
0 | 0 | 0
0 | 0 | 0
0 | 0 | 0
0 | 0 | 0
0 | 0 | 0
0 | 0 | 0
0 | 0 | 0
0 | 0 | 0
0 | 0 | 0
0 | 0 | 0
0 | 0 | 0
0 | 0 | 0
0 | 0 | 0
0 | 0 | 0
0 | 0 | 0
0 | 0 | 0
0 | 0 | 0
0 | 0 | 0
0 | 0 | 0
0 | 0 | 0
0 | 0 | 0
0 | 0 | 0
0 | 0 | 0
0 | 0 | 0
0 | 0 | 0
0 | 0 | 0
0 | 0 | 0
0 | 0 | 0
0 | 0 | 0
0 | 0 | 0
0 | 0 | 0
0 | 0 | 0
0 | 0 | 0
0 | 0 | 0
0 | 0 | 0
0 | 0 | 0
0 | 0 | 0
0 | 0 | 0
0 | 0 | 0
0 | 0 | 0
0 | 0 | 0
0 | 0 | 0
0 | 0 | 0
0 | 0 | 0
0 | 0 | 0
0 | 0 | 0
0 | 0 | 0
0 | 0 | 0
0 | 0 | 0
0 | 0 | 0
0 | 0 | 0
0 | 0 | 0
0 | 0 | 0
0 | 0 | 0
0 | 0 | 0
0 | 0 | 0
0 | 0 | 0
0 | 0 | 0
0 | 0 | 0
0 | 0 | 0
0 | 0 | 0
0 | 0 | 0
0 | 0 | 0
0 | 0 | 0
0 | 0 | 0
0 | 0 | 0
0 | 0 | 0
0 | 0 | 0
0 | 0 | 0
0 | 0 | 0
0 | 0 | 0
0 | 0 | 0
0 | 0 | 0
0 | 0 | 0
0 | 0 | 0
0 | 0 | 0
0 | 0 | 0
0 | 0 | 0
0 | 0 | 0
0 | 0 | 0
0 | 0 | 0
0 | 0 | 0
0 | 0 | 0
0 | 0 | 0
0 | 0 | 0
0 | 0 | 0
0 | 0 | 0
0 | 0 | 0
0 | 0 | 0
0 | 0 | 0
0 | 0 | 0
0 | 0 | 0
0 | 0 | 0
0 | 0 | 0
0 | 0 | 0
0 | 0 | 0
0 | 0 | 0
0 | 0 | 0
0 | 0 | 0
0 | 0 | 0
0 | 0 | 0
0 | 0 | 0
0 | 0 | 0
0 | 0 | 0
0 | 0 | 0
0 | 0 | 0
0 | 0 | 0
0 | 0 | 0
0 | 0 | 0
0 | 0 | 0
0 | 0 | 0
0 | 0 | 0
0 | 0 | 0
0 | 0 | 0
0 | 0 | 0
0 | 0 | 0
0 | 0 | 0
0 | 0 | 0
0 | 0 | 0
0 | 0 | 0
0 | 0 | 0
0 | 0 | 0
0 | 0 | 0
0 | 0 | 0
0 | 0 | 0
0 | 0 | 0
0 | 0 | 0
0 | 0 | 0
0 | 0 | 0
0 | 0 | 0
0 | 0 | 0
0 | 0 | 0
0 | 0 | 0
0 | 0 | 0
0 | 0 | 0
0 | 0 | 0
0 | 0 | 0
0 | 0 | 0
0 | 0 | 0
0 | 0 | 0
0 | 0 | 0
0 | 0 | 0
0 | 0 | 0
0 | 0 | 0
0 | 0 | 0
0 | 0 | 0
0 | 0 | 0
0 | 0 | 0
0 | 0 | 0
0 | 0 | 0
0 | 0 | 0
0 | 0 | 0
0 | 0 | 0
0 | 0 | 0
0 | 0 | 0
0 | 0 | 0
0 | 0 | 0
0 | 0 | 0
0 | 0 | 0
0 | 0 | 0
0 | 0 | 0
0 | 0 | 0
0 | 0 | 0
0 | 0 | 0
0 | 0 | 0
0 | 0 | 0
0 | 0 | 0
0 | 0 | 0
0 | 0 | 0
0 | 0 | 0
0 | 0 | 0
0 | 0 | 0
0 | 0 | 0
0 | 0 | 0
0 | 0 | 0
0 | 0 | 0
0 | 0 | 0
0 | 0 | 0
0 | 0 | 0
0 | 0 | 0
0 | 0 | 0
0 | 0 | 0
0 | 0 | 0
0 | 0 | 0
0 | 0 | 0
0 | 0 | 0
0 | 0 | 0
0 | 0 | 0
0 | 0 | 0
0 | 0 | 0
0 | 0 | 0
0 | 0 | 0
0 | 0 | 0
0 | 0 | 0
0 | 0 | 0
0 | 0 | 0
0 | 0 | 0
0 | 0 | 0
0 | 0 | 0
0 | 0 | 0
0 | 0 | 0
0 | 0 | 0
0 | 0 | 0
0 | 0 | 0
0 | 0 | 0
0 | 0 | 0
0 | 0 | 0
0 | 0 | 0
0 | 0 | 0
0 | 0 | 0
0 | 0 | 0
0 | 0 | 0
0 | 0 | 0
0 | 0 | 0
0 | 0 | 0
0 | 0 | 0
0 | 0 | 0
0 | 0 | 0
0 | 0 | 0
0 | 0 | 0
0 | 0 | 0
0 | 0 | 0
0 | 0 | 0
0 | 0 | 0
0 | 0 | 0
0 | 0 | 0
0 | 0 | 0
0 | 0 | 0
0 | 0 | 0
0 | 0 | 0
0 | 0 | 0
0 | 0 | 0
0 | 0 | 0
0 | 0 | 0
0 | 0 | 0
0 | 0 | 0
0 | 0 | 0
0 | 0 | 0
0 | 0 | 0
0 | 0 | 0
0 | 0 | 0
0 | 0 | 0
0 | 0 | 0
0 | 0 | 0
0 | 0 | 0
0 | 0 | 0
0 | 0 | 0
0 | 0 | 0
0 | 0 | 0
0 | 0 | 0
0 | 0 | 0
0 | 0 | 0
0 | 0 | 0
0 | 0 | 0
0 | 0 | 0
0 | 0 | 0
0 | 0 | 0
0 | 0 | 0
0 | 0 | 0
0 | 0 | 0
0 | 0 | 0
0 | 0 | 0
0 | 0 | 0
0 | 0 | 0
0 | 0 | 0
0 | 0 | 0
0 | 0 | 0
0 | 0 | 0
0 | 0 | 0
0 | 0 | 0
0 | 0 | 0
0 | 0 | 0
0 | 0 | 0
0 | 0 | 0
0 | 0 | 0
0 | 0 | 0
0 | 0 | 0
0 | 0 | 0
0 | 0 | 0
0 | 0 | 0
0 | 0 | 0
0 | 0 | 0
0 | 0 | 0
0 | 0 | 0
0 | 0 | 0
0 | 0 | 0
0 | 0 | 0
0 | 0 | 0
0 | 0 | 0
0 | 0 | 0
0 | 0 | 0
0 | 0 | 0
0 | 0 | 0
0 | 0 | 0
0 | 0 | 0
0 | 0 | 0
0 | 0 | 0
0 | 0 | 0
0 | 0 | 0
0 | 0 | 0
0 | 0 | 0
0 | 0 | 0
0 | 0 | 0
0 | 0 | 0
0 | 0 | 0
0 | 0 | 0
0 | 0 | 0
0 | 0 | 0
0 | 0 | 0
0 | 0 | 0
0 | 0 | 0
0 | 0 | 0
0 | 0 | 0
0 | 0 | 0
0 | 0 | 0
0 | 0 | 0
0 | 0 | 0
0 | 0 | 0
0 | 0 | 0
0 | 0 | 0
0 | 0 | 0
0 | 0 | 0
0 | 0 | 0
0 | 0 | 0
0 | 0 | 0
0 | 0 | 0
0 | 0 | 0
0 | 0 | 0
0 | 0 | 0
0 | 0 | 0
0 | 0 | 0
0 | 0 | 0
0 | 0 | 0
0 | 0 | 0
0 | 0 | 0
0 | 0 | 0
0 | 0 | 0
0 | 0 | 0
0 | 0 | 0
0 | 0 | 0
0 | 0 | 0
0 | 0 | 0
0 | 0 | 0
0 | 0 | 0
0 | 0 | 0
0 | 0 | 0
0 | 0 | 0
0 | 0 | 0
0 | 0 | 0
0 | 0 | 0
0 | 0 | 0
0 | 0 | 0
0 | 0 | 0
0 | 0 | 0
0 | 0 | 0
0 | 0 | 0
0 | 0 | 0
0 | 0 | 0
0 | 0 | 0
0 | 0 | 0
0 | 0 | 0
0 | 0 | 0
0 | 0 | 0
0 | 0 | 0
0 | 0 | 0
0 | 0 | 0
0 | 0 | 0
0 | 0 | 0
0 | 0 | 0
0 | 0 | 0
0 | 0 | 0
0 | 0 | 0
0 | 0 | 0
0 | 0 | 0
0 | 0 | 0
0 | 0 | 0
0 | 0 | 0
0 | 0 | 0
0 | 0 | 0
0 | 0 | 0
0 | 0 | 0
0 | 0 | 0
0 | 0 | 0
0 | 0 | 0
0 | 0 | 0
0 | 0 | 0
0 | 0 | 0
0 | 0 | 0
0 | 0 | 0
0 | 0 | 0
0 | 0 | 0
0 | 0 | 0
0 | 0 | 0
0 | 0 | 0
0 | 0 | 0
0 | 0 | 0
0 | 0 | 0
0 | 0 | 0
0 | 0 | 0
0 | 0 | 0
0 | 0 | 0
0 | 0 | 0
0 | 0 | 0
0 | 0 | 0
0 | 0 | 0
0 | 0 | 0
0 | 0 | 0
0 | 0 | 0
0 | 0 | 0
0 | 0 | 0
0 | 0 | 0
0 | 0 | 0
0 | 0 | 0
0 | 0 | 0
0 | 0 | 0
0 | 0 | 0
0 | 0 | 0
0 | 0 | 0
0 | 0 | 0
0 | 0 | 0
0 | 0 | 0
0 | 0 | 0
0 | 0 | 0
0 | 0 | 0
0 | 0 | 0
0 | 0 | 0
0 | 0 | 0
0 | 0 | 0
0 | 0 | 0
0 | 0 | 0
0 | 0 | 0
0 | 0 | 0
0 | 0 | 0
0 | 0 | 0
0 | 0 | 0
0 | 0 | 0
0 | 0 | 0
0 | 0 | 0
0 | 0 | 0
0 | 0 | 0
0 | 0 | 0
0 | 0 | 0
0 | 0 | 0
0 | 0 | 0
0 | 0 | 0
0 | 0 | 0
0 | 0 | 0
0 | 0 | 0
0 | 0 | 0
0 | 0 | 0
0 | 0 | 0
0 | 0 | 0
0 | 0 | 0
0 | 0 | 0
0 | 0 | 0
0 | 0 | 0
0 | 0 | 0
0 | 0 | 0
0 | 0 | 0
0 | 0 | 0
0 | 0 | 0
0 | 0 | 0
0 | 0 | 0
0 | 0 | 0
0 | 0 | 0
0 | 0 | 0
0 | 0 | 0
0 | 0 | 0
0 | 0 | 0
0 | 0 | 0
0 | 0 | 0
0 | 0 | 0
0 | 0 | 0
0 | 0 | 0
0 | 0 | 0
0 | 0 | 0
0 | 0 | 0
0 | 0 | 0
0 | 0 | 0
0 | 0 | 0
0 | 0 | 0
0 | 0 | 0
0 | 0 | 0
0 | 0 | 0
0 | 0 | 0
0 | 0 | 0
0 | 0 | 0
0 | 0 | 0
0 | 0 | 0
0 | 0 | 0
0 | 0 | 0
0 | 0 | 0
0 | 0 | 0
0 | 0 | 0
0 | 0 | 0
0 | 0 | 0
0 | 0 | 0
0 | 0 | 0
0 | 0 | 0
0 | 0 | 0
0 | 0 | 0
0 | 0 | 0
0 | 0 | 0
0 | 0 | 0
0 | 0 | 0
0 | 0 | 0
0 | 0 | 0
0 | 0 | 0
0 | 0 | 0
0 | 0 | 0
0 | 0 | 0
0 | 0 | 0
0 | 0 | 0
0 | 0 | 0
0 | 0 | 0
0 | 0 | 0
0 | 0 | 0
0 | 0 | 0
0 | 0 | 0
0 | 0 | 0
0 | 0 | 0
0 | 0 | 0
0 | 0 | 0
0 | 0 | 0
0 | 0 | 0
0 | 0 | 0
0 | 0 | 0
0 | 0 | 0
0 | 0 | 0
0 | 0 | 0
0 | 0 | 0
0 | 0 | 0
0 | 0 | 0
0 | 0 | 0
0 | 0 | 0
0 | 0 | 0
0 | 0 | 0
0 | 0 | 0
0 | 0 | 0
0 | 0 | 0
0 | 0 | 0
0 | 0 | 0
0 | 0 | 0
0 | 0 | 0
0 | 0 | 0
0 | 0 | 0
0 | 0 | 0
0 | 0 | 0
0 | 0 | 0
0 | 0 | 0
0 | 0 | 0
0 | 0 | 0
0 | 0 | 0
0 | 0 | 0
0 | 0 | 0
0 | 0 | 0
0 | 0 | 0
0 | 0 | 0
0 | 0 | 0
0 | 0 | 0
0 | 0 | 0
0 | 0 | 0
0 | 0 | 0
0 | 0 | 0
0 | 0 | 0
0 | 0 | 0
0 | 0 | 0
0 | 0 | 0
0 | 0 | 0
0 | 0 | 0
0 | 0 | 0
0 | 0 | 0
0 | 0 | 0
0 | 0 | 0
0 | 0 | 0
0 | 0 | 0
0 | 0 | 0
0 | 0 | 0
0 | 0 | 0
0 | 0 | 0
0 | 0 | 0
0 | 0 | 0
0 | 0 | 0
0 | 0 | 0
0 | 0 | 0
0 | 0 | 0
0 | 0 | 0
0 | 0 | 0
0 | 0 | 0
0 | 0 | 0
0 | 0 | 0
0 | 0 | 0
0 | 0 | 0
0 | 0 | 0
0 | 0 | 0
0 | 0 | 0
0 | 0 | 0
0 | 0 | 0
0 | 0 | 0
0 | 0 | 0
0 | 0 | 0
0 | 0 | 0
0 | 0 | 0
0 | 0 | 0
0 | 0 | 0
0 | 0 | 0
0 | 0 | 0
0 | 0 | 0
0 | 0 | 0
0 | 0 | 0
0 | 0 | 0
0 | 0 | 0
0 | 0 | 0
0 | 0 | 0
0 | 0 | 0
0 | 0 | 0
0 | 0 | 0
0 | 0 | 0
0 | 0 | 0
0 | 0 | 0
0 | 0 | 0
0 | 0 | 0
0 | 0 | 0
0 | 0 | 0
0 | 0 | 0
0 | 0 | 0
0 | 0 | 0
0 | 0 | 0
0 | 0 | 0
0 | 0 | 0
0 | 0 | 0
0 | 0 | 0
0 | 0 | 0
0 | 0 | 0
0 | 0 | 0
0 | 0 | 0
0 | 0 | 0
0 | 0 | 0
0 | 0 | 0
0 | 0 | 0
0 | 0 | 0
0 | 0 | 0
0 | 0 | 0
0 | 0 | 0
0 | 0 | 0
0 | 0 | 0
0 | 0 | 0
0 | 0 | 0
0 | 0 | 0
0 | 0 | 0
0 | 0 | 0
0 | 0 | 0
0 | 0 | 0
0 | 0 | 0
0 | 0 | 0
0 | 0 | 0
0 | 0 | 0
0 | 0 | 0
0 | 0 | 0
0 | 0 | 0
0 | 0 | 0
0 | 0 | 0
0 | 0 | 0
0 | 0 | 0
0 | 0 | 0
0 | 0 | 0
0 | 0 | 0
0 | 0 | 0
0 | 0 | 0
0 | 0 | 0
0 | 0 | 0
0 | 0 | 0
0 | 0 | 0
0 | 0 | 0
0 | 0 | 0
0 | 0 | 0
0 | 0 | 0
0 | 0 | 0
0 | 0 | 0
0 | 0 | 0
0 | 0 | 0
0 | 0 | 0
0 | 0 | 0
0 | 0 | 0
0 | 0 | 0
0 | 0 | 0
0 | 0 | 0
0 | 0 | 0
0 | 0 | 0
0 | 0 | 0
0 | 0 | 0
0 | 0 | 0
0 | 0 | 0
0 | 0 | 0
0 | 0 | 0
0 | 0 | 0
0 | 0 | 0
0 | 0 | 0
0 | 0 | 0
0 | 0 | 0
0 | 0 | 0
0 | 0 | 0
0 | 0 | 0
0 | 0 | 0
0 | 0 | 0
0 | 0 | 0
0 | 0 | 0
0 | 0 | 0
0 | 0 | 0
0 | 0 | 0
0 | 0 | 0
0 | 0 | 0
0 | 0 | 0
0 | 0 | 0
0 | 0 | 0
0 | 0 | 0
0 | 0 | 0
0 | 0 | 0
0 | 0 | 0
0 | 0 | 0
0 | 0 | 0
0 | 0 | 0
0 | 0 | 0
0 | 0 | 0
0 | 0 | 0
0 | 0 | 0
0 | 0 | 0
0 | 0 | 0
0 | 0 | 0
0 | 0 | 0
0 | 0 | 0
0 | 0 | 0
0 | 0 | 0
0 | 0 | 0
0 | 0 | 0
0 | 0 | 0
0 | 0 | 0
0 | 0 | 0
0 | 0 | 0
0 | 0 | 0
0 | 0 | 0
0 | 0 | 0
0 | 0 | 0
0 | 0 | 0
0 | 0 | 0
0 | 0 | 0
0 | 0 | 0
0 | 0 | 0
0 | 0 | 0
0 | 0 | 0
0 | 0 | 0
0 | 0 | 0
0 | 0 | 0
0 | 0 | 0
0 | 0 | 0
0 | 0 | 0
0 | 0 | 0
0 | 0 | 0
0 | 0 | 0
0 | 0 | 0
0 | 0 | 0
0 | 0 | 0
0 | 0 | 0
0 | 0 | 0
0 | 0 | 0
0 | 0 | 0
0 | 0 | 0
0 | 0 | 0
0 | 0 | 0
0 | 0 | 0
0 | 0 | 0
0 | 0 | 0
0 | 0 | 0
0 | 0 | 0
0 | 0 | 0
0 | 0 | 0
0 | 0 | 0
0 | 0 | 0
0 | 0 | 0
0 | 0 | 0
0 | 0 | 0
0 | 0 | 0
0 | 0 | 0
0 | 0 | 0
0 | 0 | 0
0 | 0 | 0
0 | 0 | 0
0 | 0 | 0
0 | 0 | 0
0 | 0 | 0
0 | 0 | 0
0 | 0 | 0
0 | 0 | 0
0 | 0 | 0
0 | 0 | 0
0 | 0 | 0
0 | 0 | 0
0 | 0 | 0
0 | 0 | 0
0 | 0 | 0
0 | 0 | 0
0 | 0 | 0
0 | 0 | 0
0 | 0 | 0
0 | 0 | 0
0 | 0 | 0
0 | 0 | 0
0 | 0 | 0
0 | 0 | 0
0 | 0 | 0
0 | 0 | 0
0 | 0 | 0
0 | 0 | 0
0 | 0 | 0
0 | 0 | 0
0 | 0 | 0
0 | 0 | 0
0 | 0 | 0
0 | 0 | 0
0 | 0 | 0
0 | 0 | 0
0 | 0 | 0
0 | 0 | 0
0 | 0 | 0
0 | 0 | 0
0 | 0 | 0
0 | 0 | 0
0 | 0 | 0
0 | 0 | 0
0 | 0 | 0
0 | 0 | 0
0 | 0 | 0
0 | 0 | 0
0 | 0 | 0
0 | 0 | 0
0 | 0 | 0
0 | 0 | 0
0 | 0 | 0
0 | 0 | 0
0 | 0 | 0
0 | 0 | 0
0 | 0 | 0
0 | 0 | 0
0 | 0 | 0
0 | 0 | 0
0 | 0 | 0
0 | 0 | 0
0 | 0 | 0
0 | 0 | 0
0 | 0 | 0
0 | 0 | 0
0 | 0 | 0
0 | 0 | 0
0 | 0 | 0
0 | 0 | 0
0 | 0 | 0
0 | 0 | 0
0 | 0 | 0
0 | 0 | 0
0 | 0 | 0
0 | 0 | 0
0 | 0 | 0
0 | 0 | 0
0 | 0 | 0
0 | 0 | 0
0 | 0 | 0
0 | 0 | 0
0 | 0 | 0
0 | 0 | 0
0 | 0 | 0
0 | 0 | 0
0 | 0 | 0
0 | 0 | 0
0 | 0 | 0
0 | 0 | 0
0 | 0 | 0
0 | 0 | 0
0 | 0 | 0
0 | 0 | 0
0 | 0 | 0
0 | 0 | 0
0 | 0 | 0
0 | 0 | 0
0 | 0 | 0
0 | 0 | 0
0 | 0 | 0
0 | 0 | 0
0 | 0 | 0
0 | 0 | 0
0 | 0 | 0
0 | 0 | 0
0 | 0 | 0
0 | 0 | 0
0 | 0 | 0
0 | 0 | 0
0 | 0 | 0
0 | 0 | 0
0 | 0 | 0
0 | 0 | 0
0 | 0 | 0
0 | 0 | 0
0 | 0 | 0
0 | 0 | 0
0 | 0 | 0
0 | 0 | 0
0 | 0 | 0
0 | 0 | 0
0 | 0 | 0
0 | 0 | 0
0 | 0 | 0
0 | 0 | 0
0 | 0 | 0
0 | 0 | 0
0 | 0 | 0
0 | 0 | 0
0 | 0 | 0
0 | 0 | 0
0 | 0 | 0
0 | 0 | 0
0 | 0 | 0
0 | 0 | 0
0 | 0 | 0
0 | 0 | 0
0 | 0 | 0
0 | 0 | 0
0 | 0 | 0
0 | 0 | 0
0 | 0 | 0
0 | 0 | 0
0 | 0 | 0
0 | 0 | 0
0 | 0 | 0
0 | 0 | 0
0 | 0 | 0
0 | 0 | 0
0 | 0 | 0
0 | 0 | 0
0 | 0 | 0
0 | 0 | 0
0 | 0 | 0
0 | 0 | 0
0 | 0 | 0
0 | 0 | 0
0 | 0 | 0
0 | 0 | 0
0 | 0 | 0
0 | 0 | 0
0 | 0 | 0
0 | 0 | 0
0 | 0 | 0
0 | 0 | 0
0 | 0 | 0
0 | 0 | 0
0 | 0 | 0
0 | 0 | 0
0 | 0 | 0
0 | 0 | 0
0 | 0 | 0
0 | 0 | 0
0 | 0 | 0
0 | 0 | 0
0 | 0 | 0
0 | 0 | 0
0 | 0 | 0
0 | 0 | 0
0 | 0 | 0
0 | 0 | 0
0 | 0 | 0
0 | 0 | 0
0 | 0 | 0
0 | 0 | 0
0 | 0 | 0
0 | 0 | 0
0 | 0 | 0
0 | 0 | 0
0 | 0 | 0
0 | 0 | 0
0 | 0 | 0
0 | 0 | 0
0 | 0 | 0
0 | 0 | 0
0 | 0 | 0
0 | 0 | 0
0 | 0 | 0
0 | 0 | 0
0 | 0 | 0
0 | 0 | 0
0 | 0 | 0
0 | 0 | 0
0 | 0 | 0
0 | 0 | 0
0 | 0 | 0
0 | 0 | 0
0 | 0 | 0
0 | 0 | 0
0 | 0 | 0
0 | 0 | 0
0 | 0 | 0
0 | 0 | 0
0 | 0 | 0
0 | 0 | 0
0 | 0 | 0
0 | 0 | 0
0 | 0 | 0
0 | 0 | 0
0 | 0 | 0
0 | 0 | 0
0 | 0 | 0
0 | 0 | 0
0 | 0 | 0
0 | 0 | 0
0 | 0 | 0
0 | 0 | 0
0 | 0 | 0
0 | 0 | 0
0 | 0 | 0
0 | 0 | 0
0 | 0 | 0
0 | 0 | 0
0 | 0 | 0
0 | 0 | 0
0 | 0 | 0
0 | 0 | 0
0 | 0 | 0
0 | 0 | 0
0 | 0 | 0
0 | 0 | 0
0 | 0 | 0
0 | 0 | 0
0 | 0 | 0
0 | 0 | 0
0 | 0 | 0
0 | 0 | 0
0 | 0 | 0
0 | 0 | 0
0 | 0 | 0
0 | 0 | 0
0 | 0 | 0
0 | 0 | 0
0 | 0 | 0
0 | 0 | 0
0 | 0 | 0
0 | 0 | 0
0 | 0 | 0
0 | 0 | 0
0 | 0 | 0
0 | 0 | 0
0 | 0 | 0
0 | 0 | 0
0 | 0 | 0
0 | 0 | 0
0 | 0 | 0
0 | 0 | 0
0 | 0 | 0
0 | 0 | 0
0 | 0 | 0
0 | 0 | 0
0 | 0 | 0
0 | 0 | 0
0 | 0 | 0
0 | 0 | 0
0 | 0 | 0
0 | 0 | 0
0 | 0 | 0
0 | 0 | 0
0 | 0 | 0
0 | 0 | 0
0 | 0 | 0
0 | 0 | 0
0 | 0 | 0
0 | 0 | 0
0 | 0 | 0
0 | 0 | 0
0 | 0 | 0
0 | 0 | 0
0 | 0 | 0
0 | 0 | 0
0 | 0 | 0
0 | 0 | 0
0 | 0 | 0
0 | 0 | 0
0 | 0 | 0
0 | 0 | 0
0 | 0 | 0
0 | 0 | 0
0 | 0 | 0
0 | 0 | 0
0 | 0 | 0
0 | 0 | 0
0 | 0 | 0
0 | 0 | 0
0 | 0 | 0
0 | 0 | 0
0 | 0 | 0
0 | 0 | 0
0 | 0 | 0
0 | 0 | 0
0 | 0 | 0
0 | 0 | 0
0 | 0 | 0
0 | 0 | 0
0 | 0 | 0
0 | 0 | 0
0 | 0 | 0
0 | 0 | 0
0 | 0 | 0
0 | 0 | 0
0 | 0 | 0
0 | 0 | 0
0 | 0 | 0
0 | 0 | 0
0 | 0 | 0
0 | 0 | 0
0 | 0 | 0
0 | 0 | 0
0 | 0 | 0
0 | 0 | 0
0 | 0 | 0
0 | 0 | 0
0 | 0 | 0
0 | 0 | 0
0 | 0 | 0
0 | 0 | 0
0 | 0 | 0
0 | 0 | 0
0 | 0 | 0
0 | 0 | 0
0 | 0 | 0
0 | 0 | 0
0 | 0 | 0
0 | 0 | 0
0 | 0 | 0
0 | 0 | 0
0 | 0 | 0
0 | 0 | 0
0 | 0 | 0
0 | 0 | 0
0 | 0 | 0
0 | 0 | 0
0 | 0 | 0
0 | 0 | 0
0 | 0 | 0
0 | 0 | 0
0 | 0 | 0
0 | 0 | 0
0 | 0 | 0
0 | 0 | 0
0 | 0 | 0
0 | 0 | 0
0 | 0 | 0
0 | 0 | 0
0 | 0 | 0
0 | 0 | 0
0 | 0 | 0
0 | 0 | 0
0 | 0 | 0
0 | 0 | 0
0 | 0 | 0
0 | 0 | 0
0 | 0 | 0
0 | 0 | 0
0 | 0 | 0
0 | 0 | 0
0 | 0 | 0
0 | 0 | 0
0 | 0 | 0
0 | 0 | 0
0 | 0 | 0
0 | 0 | 0
0 | 0 | 0
0 | 0 | 0
0 | 0 | 0
0 | 0 | 0
0 | 0 | 0
0 | 0 | 0
0 | 0 | 0
0 | 0 | 0
0 | 0 | 0
0 | 0 | 0
0 | 0 | 0
0 | 0 | 0
0 | 0 | 0
0 | 0 | 0
0 | 0 | 0
0 | 0 | 0
0 | 0 | 0
0 | 0 | 0
0 | 0 | 0
0 | 0 | 0
0 | 0 | 0
0 | 0 | 0
0 | 0 | 0
0 | 0 | 0
0 | 0 | 0
0 | 0 | 0
0 | 0 | 0
0 | 0 | 0
0 | 0 | 0
0 | 0 | 0
0 | 0 | 0
0 | 0 | 0
0 | 0 | 0
0 | 0 | 0
0 | 0 | 0
0 | 0 | 0
0 | 0 | 0
0 | 0 | 0
0 | 0 | 0
0 | 0 | 0
0 | 0 | 0
0 | 0 | 0
0 | 0 | 0
0 | 0 | 0
0 | 0 | 0
0 | 0 | 0
0 | 0 | 0
0 | 0 | 0
0 | 0 | 0
0 | 0 | 0
0 | 0 | 0
0 | 0 | 0
0 | 0 | 0
0 | 0 | 0
0 | 0 | 0
0 | 0 | 0
0 | 0 | 0
0 | 0 | 0
0 | 0 | 0
0 | 0 | 0
0 | 0 | 0
0 | 0 | 0
0 | 0 | 0
0 | 0 | 0
0 | 0 | 0
0 | 0 | 0
0 | 0 | 0
0 | 0 | 0
0 | 0 | 0
0 | 0 | 0
0 | 0 | 0
0 | 0 | 0
0 | 0 | 0
0 | 0 | 0
0 | 0 | 0
0 | 0 | 0
0 | 0 | 0
0 | 0 | 0
0 | 0 | 0
0 | 0 | 0
0 | 0 | 0
0 | 0 | 0
0 | 0 | 0
0 | 0 | 0
0 | 0 | 0
0 | 0 | 0
0 | 0 | 0
0 | 0 | 0
0 | 0 | 0
0 | 0 | 0
0 | 0 | 0
0 | 0 | 0
0 | 0 | 0
0 | 0 | 0
0 | 0 | 0
0 | 0 | 0
0 | 0 | 0
0 | 0 | 0
0 | 0 | 0
0 | 0 | 0
0 | 0 | 0
0 | 0 | 0
0 | 0 | 0
0 | 0 | 0
0 | 0 | 0
0 | 0 | 0
0 | 0 | 0
0 | 0 | 0
0 | 0 | 0
0 | 0 | 0
0 | 0 | 0
0 | 0 | 0
0 | 0 | 0
0 | 0 | 0
0 | 0 | 0
0 | 0 | 0
0 | 0 | 0
0 | 0 | 0
0 | 0 | 0
0 | 0 | 0
0 | 0 | 0
0 | 0 | 0
0 | 0 | 0
0 | 0 | 0
0 | 0 | 0
0 | 0 | 0
0 | 0 | 0
0 | 0 | 0
0 | 0 | 0
0 | 0 | 0
0 | 0 | 0
0 | 0 | 0
0 | 0 | 0
0 | 0 | 0
0 | 0 | 0
0 | 0 | 0
0 | 0 | 0
0 | 0 | 0
0 | 0 | 0
0 | 0 | 0
0 | 0 | 0
0 | 0 | 0
0 | 0 | 0
0 | 0 | 0
0 | 0 | 0
0 | 0 | 0
0 | 0 | 0
0 | 0 | 0
0 | 0 | 0
0 | 0 | 0
0 | 0 | 0
0 | 0 | 0
0 | 0 | 0
0 | 0 | 0
0 | 0 | 0
0 | 0 | 0
0 | 0 | 0
0 | 0 | 0
0 | 0 | 0
0 | 0 | 0
0 | 0 | 0
0 | 0 | 0
0 | 0 | 0
0 | 0 | 0
0 | 0 | 0
0 | 0 | 0
0 | 0 | 0
0 | 0 | 0
0 | 0 | 0
0 | 0 | 0
0 | 0 | 0
0 | 0 | 0
0 | 0 | 0
0 | 0 | 0
0 | 0 | 0
0 | 0 | 0
0 | 0 | 0
0 | 0 | 0
0 | 0 | 0
0 | 0 | 0
0 | 0 | 0
0 | 0 | 0
0 | 0 | 0
0 | 0 | 0
0 | 0 | 0
0 | 0 | 0
0 | 0 | 0
0 | 0 | 0
0 | 0 | 0
0 | 0 | 0
0 | 0 | 0
0 | 0 | 0
0 | 0 | 0
0 | 0 | 0
0 | 0 | 0
0 | 0 | 0
0 | 0 | 0
0 | 0 | 0
0 | 0 | 0
0 | 0 | 0
0 | 0 | 0
0 | 0 | 0
0 | 0 | 0
0 | 0 | 0
0 | 0 | 0
0 | 0 | 0
0 | 0 | 0
0 | 0 | 0
0 | 0 | 0
0 | 0 | 0
0 | 0 | 0
0 | 0 | 0
0 | 0 | 0
0 | 0 | 0
0 | 0 | 0
0 | 0 | 0
0 | 0 | 0
0 | 0 | 0
0 | 0 | 0
0 | 0 | 0
0 | 0 | 0
0 | 0 | 0
0 | 0 | 0
0 | 0 | 0
0 | 0 | 0
0 | 0 | 0
0 | 0 | 0
0 | 0 | 0
0 | 0 | 0
0 | 0 | 0
0 | 0 | 0
0 | 0 | 0
0 | 0 | 0
0 | 0 | 0
0 | 0 | 0
0 | 0 | 0
0 | 0 | 0
0 | 0 | 0
0 | 0 | 0
0 | 0 | 0
0 | 0 | 0
0 | 0 | 0
0 | 0 | 0
0 | 0 | 0
0 | 0 | 0
0 | 0 | 0
0 | 0 | 0
0 | 0 | 0
0 | 0 | 0
0 | 0 | 0
0 | 0 | 0
0 | 0 | 0
0 | 0 | 0
0 | 0 | 0
0 | 0 | 0
0 | 0 | 0
0 | 0 | 0
0 | 0 | 0
0 | 0 | 0
0 | 0 | 0
0 | 0 | 0
0 | 0 | 0
0 | 0 | 0
0 | 0 | 0
0 | 0 | 0
0 | 0 | 0
0 | 0 | 0
0 | 0 | 0
0 | 0 | 0
0 | 0 | 0
0 | 0 | 0
0 | 0 | 0
0 | 0 | 0
0 | 0 | 0
0 | 0 | 0
0 | 0 | 0
0 | 0 | 0
0 | 0 | 0
0 | 0 | 0
0 | 0 | 0
0 | 0 | 0
0 | 0 | 0
0 | 0 | 0
0 | 0 | 0
0 | 0 | 0
0 | 0 | 0
0 | 0 | 0
0 | 0 | 0
0 | 0 | 0
0 | 0 | 0
0 | 0 | 0
0 | 0 | 0
0 | 0 | 0
0 | 0 | 0
0 | 0 | 0
0 | 0 | 0
0 | 0 | 0
0 | 0 | 0
0 | 0 | 0
0 | 0 | 0
0 | 0 | 0
0 | 0 | 0
0 | 0 | 0
0 | 0 | 0
0 | 0 | 0
0 | 0 | 0
0 | 0 | 0
0 | 0 | 0
0 | 0 | 0
0 | 0 | 0
0 | 0 | 0
0 | 0 | 0
0 | 0 | 0
0 | 0 | 0
0 | 0 | 0
0 | 0 | 0
0 | 0 | 0
0 | 0 | 0
0 | 0 | 0
0 | 0 | 0
0 | 0 | 0
0 | 0 | 0
0 | 0 | 0
0 | 0 | 0
0 | 0 | 0
0 | 0 | 0
0 | 0 | 0
0 | 0 | 0
0 | 0 | 0
0 | 0 | 0
0 | 0 | 0
0 | 0 | 0
0 | 0 | 0
0 | 0 | 0
0 | 0 | 0
0 | 0 | 0
0 | 0 | 0
0 | 0 | 0
0 | 0 | 0
0 | 0 | 0
0 | 0 | 0
0 | 0 | 0
0 | 0 | 0
0 | 0 | 0
0 | 0 | 0
0 | 0 | 0
0 | 0 | 0
0 | 0 | 0
0 | 0 | 0
0 | 0 | 0
0 | 0 | 0
0 | 0 | 0
0 | 0 | 0
0 | 0 | 0
0 | 0 | 0
0 | 0 | 0
0 | 0 | 0
0 | 0 | 0
0 | 0 | 0
0 | 0 | 0
0 | 0 | 0
0 | 0 | 0
0 | 0 | 0
0 | 0 | 0
0 | 0 | 0
0 | 0 | 0
0 | 0 | 0
0 | 0 | 0
0 | 0 | 0
0 | 0 | 0
0 | 0 | 0
0 | 0 | 0
0 | 0 | 0
0 | 0 | 0
0 | 0 | 0
0 | 0 | 0
0 | 0 | 0
0 | 0 | 0
0 | 0 | 0
0 | 0 | 0
0 | 0 | 0
0 | 0 | 0
0 | 0 | 0
0 | 0 | 0
0 | 0 | 0
0 | 0 | 0
0 | 0 | 0
0 | 0 | 0
0 | 0 | 0
0 | 0 | 0
0 | 0 | 0
0 | 0 | 0
0 | 0 | 0
0 | 0 | 0
0 | 0 | 0
0 | 0 | 0
0 | 0 | 0
0 | 0 | 0
0 | 0 | 0
0 | 0 | 0
0 | 0 | 0
0 | 0 | 0
0 | 0 | 0
0 | 0 | 0
0 | 0 | 0
0 | 0 | 0
0 | 0 | 0
0 | 0 | 0
0 | 0 | 0
0 | 0 | 0
0 | 0 | 0
0 | 0 | 0
0 | 0 | 0
0 | 0 | 0
0 | 0 | 0
0 | 0 | 0
0 | 0 | 0
0 | 0 | 0
0 | 0 | 0
0 | 0 | 0
0 | 0 | 0
0 | 0 | 0
0 | 0 | 0
0 | 0 | 0
0 | 0 | 0
0 | 0 | 0
0 | 0 | 0
0 | 0 | 0
0 | 0 | 0
0 | 0 | 0
0 | 0 | 0
0 | 0 | 0
0 | 0 | 0
0 | 0 | 0
0 | 0 | 0
0 | 0 | 0
0 | 0 | 0
0 | 0 | 0
0 | 0 | 0
0 | 0 | 0
0 | 0 | 0
0 | 0 | 0
0 | 0 | 0
0 | 0 | 0
0 | 0 | 0
0 | 0 | 0
0 | 0 | 0
0 | 0 | 0
0 | 0 | 0
0 | 0 | 0
0 | 0 | 0
0 | 0 | 0
0 | 0 | 0
0 | 0 | 0
0 | 0 | 0
0 | 0 | 0
0 | 0 | 0
0 | 0 | 0
0 | 0 | 0
0 | 0 | 0
0 | 0 | 0
0 | 0 | 0
0 | 0 | 0
0 | 0 | 0
0 | 0 | 0
0 | 0 | 0
0 | 0 | 0
0 | 0 | 0
0 | 0 | 0
0 | 0 | 0
0 | 0 | 0
0 | 0 | 0
0 | 0 | 0
0 | 0 | 0
0 | 0 | 0
0 | 0 | 0
0 | 0 | 0
0 | 0 | 0
0 | 0 | 0
0 | 0 | 0
0 | 0 | 0
0 | 0 | 0
0 | 0 | 0
0 | 0 | 0
0 | 0 | 0
0 | 0 | 0
0 | 0 | 0
0 | 0 | 0
0 | 0 | 0
0 | 0 | 0
0 | 0 | 0
0 | 0 | 0
0 | 0 | 0
0 | 0 | 0
0 | 0 | 0
0 | 0 | 0
0 | 0 | 0
0 | 0 | 0
0 | 0 | 0
0 | 0 | 0
0 | 0 | 0
0 | 0 | 0
0 | 0 | 0
0 | 0 | 0
0 | 0 | 0
0 | 0 | 0
0 | 0 | 0
0 | 0 | 0
0 | 0 | 0
0 | 0 | 0
0 | 0 | 0
0 | 0 | 0
0 | 0 | 0
0 | 0 | 0
0 | 0 | 0
0 | 0 | 0
0 | 0 | 0
0 | 0 | 0
0 | 0 | 0
0 | 0 | 0
0 | 0 | 0
0 | 0 | 0
0 | 0 | 0
0 | 0 | 0
0 | 0 | 0
0 | 0 | 0
0 | 0 | 0
0 | 0 | 0
0 | 0 | 0
0 | 0 | 0
0 | 0 | 0
0 | 0 | 0
0 | 0 | 0
0 | 0 | 0
0 | 0 | 0
0 | 0 | 0
0 | 0 | 0
0 | 0 | 0
0 | 0 | 0
0 | 0 | 0
0 | 0 | 0
0 | 0 | 0
0 | 0 | 0
0 | 0 | 0
0 | 0 | 0
0 | 0 | 0
0 | 0 | 0
0 | 0 | 0
0 | 0 | 0
0 | 0 | 0
0 | 0 | 0
0 | 0 | 0
0 | 0 | 0
0 | 0 | 0
0 | 0 | 0
0 | 0 | 0
0 | 0 | 0
0 | 0 | 0
0 | 0 | 0
0 | 0 | 0
0 | 0 | 0
0 | 0 | 0
0 | 0 | 0
0 | 0 | 0
0 | 0 | 0
0 | 0 | 0
0 | 0 | 0
0 | 0 | 0
0 | 0 | 0
0 | 0 | 0
0 | 0 | 0
0 | 0 | 0
0 | 0 | 0
0 | 0 | 0
0 | 0 | 0
0 | 0 | 0
0 | 0 | 0
0 | 0 | 0
0 | 0 | 0
0 | 0 | 0
0 | 0 | 0
0 | 0 | 0
0 | 0 | 0
0 | 0 | 0
0 | 0 | 0
0 | 0 | 0
0 | 0 | 0
0 | 0 | 0
0 | 0 | 0
0 | 0 | 0
0 | 0 | 0
0 | 0 | 0
0 | 0 | 0
0 | 0 | 0
0 | 0 | 0
0 | 0 | 0
0 | 0 | 0
0 | 0 | 0
0 | 0 | 0
0 | 0 | 0
0 | 0 | 0
0 | 0 | 0
0 | 0 | 0
0 | 0 | 0
0 | 0 | 0
0 | 0 | 0
0 | 0 | 0
0 | 0 | 0
0 | 0 | 0
0 | 0 | 0
0 | 0 | 0
0 | 0 | 0
0 | 0 | 0
0 | 0 | 0
0 | 0 | 0
0 | 0 | 0
0 | 0 | 0
0 | 0 | 0
0 | 0 | 0
0 | 0 | 0
0 | 0 | 0
0 | 0 | 0
0 | 0 | 0
0 | 0 | 0
0 | 0 | 0
0 | 0 | 0
0 | 0 | 0
0 | 0 | 0
0 | 0 | 0
0 | 0 | 0
0 | 0 | 0
0 | 0 | 0
0 | 0 | 0
0 | 0 | 0
0 | 0 | 0
0 | 0 | 0
0 | 0 | 0
0 | 0 | 0
0 | 0 | 0
0 | 0 | 0
0 | 0 | 0
0 | 0 | 0
0 | 0 | 0
0 | 0 | 0
0 | 0 | 0
0 | 0 | 0
0 | 0 | 0
0 | 0 | 0
0 | 0 | 0
0 | 0 | 0
0 | 0 | 0
0 | 0 | 0
0 | 0 | 0
0 | 0 | 0
0 | 0 | 0
0 | 0 | 0
0 | 0 | 0
0 | 0 | 0
0 | 0 | 0
0 | 0 | 0
0 | 0 | 0
0 | 0 | 0
0 | 0 | 0
0 | 0 | 0
0 | 0 | 0
0 | 0 | 0
0 | 0 | 0
0 | 0 | 0
0 | 0 | 0
0 | 0 | 0
0 | 0 | 0
0 | 0 | 0
0 | 0 | 0
0 | 0 | 0
0 | 0 | 0
0 | 0 | 0
0 | 0 | 0
0 | 0 | 0
0 | 0 | 0
0 | 0 | 0
0 | 0 | 0
0 | 0 | 0
0 | 0 | 0
0 | 0 | 0
0 | 0 | 0
0 | 0 | 0
0 | 0 | 0
0 | 0 | 0
0 | 0 | 0
0 | 0 | 0
0 | 0 | 0
0 | 0 | 0
0 | 0 | 0
0 | 0 | 0
0 | 0 | 0
0 | 0 | 0
0 | 0 | 0
0 | 0 | 0
0 | 0 | 0
0 | 0 | 0
0 | 0 | 0
0 | 0 | 0
0 | 0 | 0
0 | 0 | 0
0 | 0 | 0
0 | 0 | 0
0 | 0 | 0
0 | 0 | 0
0 | 0 | 0
0 | 0 | 0
0 | 0 | 0
0 | 0 | 0
0 | 0 | 0
0 | 0 | 0
0 | 0 | 0
0 | 0 | 0
0 | 0 | 0
0 | 0 | 0
0 | 0 | 0
0 | 0 | 0
0 | 0 | 0
0 | 0 | 0
0 | 0 | 0
0 | 0 | 0
0 | 0 | 0
0 | 0 | 0
0 | 0 | 0
0 | 0 | 0
0 | 0 | 0
0 | 0 | 0
0 | 0 | 0
0 | 0 | 0
0 | 0 | 0
0 | 0 | 0
0 | 0 | 0
0 | 0 | 0
0 | 0 | 0
0 | 0 | 0
0 | 0 | 0
0 | 0 | 0
0 | 0 | 0
0 | 0 | 0
0 | 0 | 0
0 | 0 | 0
0 | 0 | 0
0 | 0 | 0
0 | 0 | 0
0 | 0 | 0
0 | 0 | 0
0 | 0 | 0
0 | 0 | 0
0 | 0 | 0
0 | 0 | 0
0 | 0 | 0
0 | 0 | 0
0 | 0 | 0
0 | 0 | 0
0 | 0 | 0
0 | 0 | 0
0 | 0 | 0
0 | 0 | 0
0 | 0 | 0
0 | 0 | 0
0 | 0 | 0
0 | 0 | 0
0 | 0 | 0
0 | 0 | 0
0 | 0 | 0
0 | 0 | 0
0 | 0 | 0
0 | 0 | 0
0 | 0 | 0
0 | 0 | 0
0 | 0 | 0
0 | 0 | 0
0 | 0 | 0
0 | 0 | 0
0 | 0 | 0
0 | 0 | 0
0 | 0 | 0
0 | 0 | 0
0 | 0 | 0
0 | 0 | 0
0 | 0 | 0
0 | 0 | 0
0 | 0 | 0
0 | 0 | 0
0 | 0 | 0
0 | 0 | 0
0 | 0 | 0
0 | 0 | 0
0 | 0 | 0
0 | 0 | 0
0 | 0 | 0
0 | 0 | 0
0 | 0 | 0
0 | 0 | 0
0 | 0 | 0
0 | 0 | 0
0 | 0 | 0
0 | 0 | 0
0 | 0 | 0
0 | 0 | 0
0 | 0 | 0
0 | 0 | 0
0 | 0 | 0
0 | 0 | 0
0 | 0 | 0
0 | 0 | 0
0 | 0 | 0
0 | 0 | 0
0 | 0 | 0
0 | 0 | 0
0 | 0 | 0
0 | 0 | 0
0 | 0 | 0
0 | 0 | 0
0 | 0 | 0
0 | 0 | 0
0 | 0 | 0
0 | 0 | 0
0 | 0 | 0
0 | 0 | 0
0 | 0 | 0
0 | 0 | 0
0 | 0 | 0
0 | 0 | 0
0 | 0 | 0
0 | 0 | 0
0 | 0 | 0
0 | 0 | 0
0 | 0 | 0
0 | 0 | 0
0 | 0 | 0
0 | 0 | 0
0 | 0 | 0
0 | 0 | 0
0 | 0 | 0
0 | 0 | 0
0 | 0 | 0
0 | 0 | 0
0 | 0 | 0
0 | 0 | 0
0 | 0 | 0
0 | 0 | 0
0 | 0 | 0
0 | 0 | 0
0 | 0 | 0
0 | 0 | 0
0 | 0 | 0
0 | 0 | 0
0 | 0 | 0
0 | 0 | 0
0 | 0 | 0
0 | 0 | 0
0 | 0 | 0
0 | 0 | 0
0 | 0 | 0
0 | 0 | 0
0 | 0 | 0
0 | 0 | 0
0 | 0 | 0
0 | 0 | 0
0 | 0 | 0
0 | 0 | 0
0 | 0 | 0
0 | 0 | 0
0 | 0 | 0
0 | 0 | 0
0 | 0 | 0
0 | 0 | 0
0 | 0 | 0
0 | 0 | 0
0 | 0 | 0
0 | 0 | 0
0 | 0 | 0
0 | 0 | 0
0 | 0 | 0
0 | 0 | 0
0 | 0 | 0
0 | 0 | 0
0 | 0 | 0
0 | 0 | 0
0 | 0 | 0
0 | 0 | 0
0 | 0 | 0
0 | 0 | 0
0 | 0 | 0
0 | 0 | 0
0 | 0 | 0
0 | 0 | 0
0 | 0 | 0
0 | 0 | 0
0 | 0 | 0
0 | 0 | 0
0 | 0 | 0
0 | 0 | 0
0 | 0 | 0
0 | 0 | 0
0 | 0 | 0
0 | 0 | 0
0 | 0 | 0
0 | 0 | 0
0 | 0 | 0
0 | 0 | 0
0 | 0 | 0
0 | 0 | 0
0 | 0 | 0
0 | 0 | 0
0 | 0 | 0
0 | 0 | 0
0 | 0 | 0
0 | 0 | 0
0 | 0 | 0
0 | 0 | 0
0 | 0 | 0
0 | 0 | 0
0 | 0 | 0
0 | 0 | 0
0 | 0 | 0
0 | 0 | 0
0 | 0 | 0
0 | 0 | 0
0 | 0 | 0
0 | 0 | 0
0 | 0 | 0
0 | 0 | 0
0 | 0 | 0
0 | 0 | 0
0 | 0 | 0
0 | 0 | 0
0 | 0 | 0
0 | 0 | 0
0 | 0 | 0
0 | 0 | 0
0 | 0 | 0
0 | 0 | 0
0 | 0 | 0
0 | 0 | 0
0 | 0 | 0
0 | 0 | 0
0 | 0 | 0
0 | 0 | 0
0 | 0 | 0
0 | 0 | 0
0 | 0 | 0
0 | 0 | 0
0 | 0 | 0
0 | 0 | 0
0 | 0 | 0
0 | 0 | 0
0 | 0 | 0
0 | 0 | 0
0 | 0 | 0
0 | 0 | 0
0 | 0 | 0
0 | 0 | 0
0 | 0 | 0
0 | 0 | 0
0 | 0 | 0
0 | 0 | 0
0 | 0 | 0
0 | 0 | 0
0 | 0 | 0
0 | 0 | 0
0 | 0 | 0
0 | 0 | 0
0 | 0 | 0
0 | 0 | 0
0 | 0 | 0
0 | 0 | 0
0 | 0 | 0
0 | 0 | 0
0 | 0 | 0
0 | 0 | 0
0 | 0 | 0
0 | 0 | 0
0 | 0 | 0
0 | 0 | 0
0 | 0 | 0
0 | 0 | 0
0 | 0 | 0
0 | 0 | 0
0 | 0 | 0
0 | 0 | 0
0 | 0 | 0
0 | 0 | 0
0 | 0 | 0
0 | 0 | 0
0 | 0 | 0
0 | 0 | 0
0 | 0 | 0
0 | 0 | 0
0 | 0 | 0
0 | 0 | 0
0 | 0 | 0
0 | 0 | 0
0 | 0 | 0
0 | 0 | 0
0 | 0 | 0
0 | 0 | 0
0 | 0 | 0
0 | 0 | 0
0 | 0 | 0
0 | 0 | 0
0 | 0 | 0
0 | 0 | 0
0 | 0 | 0
0 | 0 | 0
0 | 0 | 0
0 | 0 | 0
0 | 0 | 0
0 | 0 | 0
0 | 0 | 0
0 | 0 | 0
0 | 0 | 0
0 | 0 | 0
0 | 0 | 0
0 | 0 | 0
0 | 0 | 0
0 | 0 | 0
0 | 0 | 0
0 | 0 | 0
0 | 0 | 0
0 | 0 | 0
0 | 0 | 0
0 | 0 | 0
0 | 0 | 0
0 | 0 | 0
0 | 0 | 0
0 | 0 | 0
0 | 0 | 0
0 | 0 | 0
0 | 0 | 0
0 | 0 | 0
0 | 0 | 0
0 | 0 | 0
0 | 0 | 0
0 | 0 | 0
0 | 0 | 0
0 | 0 | 0
0 | 0 | 0
0 | 0 | 0
0 | 0 | 0
0 | 0 | 0
0 | 0 | 0
0 | 0 | 0
0 | 0 | 0
0 | 0 | 0
0 | 0 | 0
0 | 0 | 0
0 | 0 | 0
0 | 0 | 0
0 | 0 | 0
0 | 0 | 0
0 | 0 | 0
0 | 0 | 0
0 | 0 | 0
0 | 0 | 0
0 | 0 | 0
0 | 0 | 0
0 | 0 | 0
0 | 0 | 0
0 | 0 | 0
0 | 0 | 0
0 | 0 | 0
0 | 0 | 0
0 | 0 | 0
0 | 0 | 0
0 | 0 | 0
0 | 0 | 0
0 | 0 | 0
0 | 0 | 0
0 | 0 | 0
0 | 0 | 0
0 | 0 | 0
0 | 0 | 0
0 | 0 | 0
0 | 0 | 0
0 | 0 | 0
0 | 0 | 0
0 | 0 | 0
0 | 0 | 0
0 | 0 | 0
0 | 0 | 0
0 | 0 | 0
0 | 0 | 0
0 | 0 | 0
0 | 0 | 0
0 | 0 | 0
0 | 0 | 0
0 | 0 | 0
0 | 0 | 0
0 | 0 | 0
0 | 0 | 0
0 | 0 | 0
0 | 0 | 0
0 | 0 | 0
0 | 0 | 0
0 | 0 | 0
0 | 0 | 0
0 | 0 | 0
0 | 0 | 0
0 | 0 | 0
0 | 0 | 0
0 | 0 | 0
0 | 0 | 0
0 | 0 | 0
0 | 0 | 0
0 | 0 | 0
0 | 0 | 0
0 | 0 | 0
0 | 0 | 0
0 | 0 | 0
0 | 0 | 0
0 | 0 | 0
0 | 0 | 0
0 | 0 | 0
0 | 0 | 0
0 | 0 | 0
0 | 0 | 0
0 | 0 | 0
0 | 0 | 0
0 | 0 | 0
0 | 0 | 0
0 | 0 | 0
0 | 0 | 0
0 | 0 | 0
0 | 0 | 0
0 | 0 | 0
0 | 0 | 0
0 | 0 | 0
0 | 0 | 0
0 | 0 | 0
0 | 0 | 0
0 | 0 | 0
0 | 0 | 0
0 | 0 | 0
0 | 0 | 0
0 | 0 | 0
0 | 0 | 0
0 | 0 | 0
0 | 0 | 0
0 | 0 | 0
0 | 0 | 0
0 | 0 | 0
0 | 0 | 0
0 | 0 | 0
0 | 0 | 0
0 | 0 | 0
0 | 0 | 0
0 | 0 | 0
0 | 0 | 0
0 | 0 | 0
0 | 0 | 0
0 | 0 | 0
0 | 0 | 0
0 | 0 | 0
0 | 0 | 0
0 | 0 | 0
0 | 0 | 0
0 | 0 | 0
0 | 0 | 0
0 | 0 | 0
0 | 0 | 0
0 | 0 | 0
0 | 0 | 0
0 | 0 | 0
0 | 0 | 0
0 | 0 | 0
0 | 0 | 0
0 | 0 | 0
0 | 0 | 0
0 | 0 | 0
0 | 0 | 0
0 | 0 | 0
0 | 0 | 0
0 | 0 | 0
0 | 0 | 0
0 | 0 | 0
0 | 0 | 0
0 | 0 | 0
0 | 0 | 0
0 | 0 | 0
0 | 0 | 0
0 | 0 | 0
0 | 0 | 0
0 | 0 | 0
0 | 0 | 0
0 | 0 | 0
0 | 0 | 0
0 | 0 | 0
0 | 0 | 0
0 | 0 | 0
0 | 0 | 0
0 | 0 | 0
0 | 0 | 0
0 | 0 | 0
0 | 0 | 0
0 | 0 | 0
0 | 0 | 0
0 | 0 | 0
0 | 0 | 0
0 | 0 | 0
0 | 0 | 0
0 | 0 | 0
0 | 0 | 0
0 | 0 | 0
0 | 0 | 0
0 | 0 | 0
0 | 0 | 0
0 | 0 | 0
0 | 0 | 0
0 | 0 | 0
0 | 0 | 0
0 | 0 | 0
0 | 0 | 0
0 | 0 | 0
0 | 0 | 0
0 | 0 | 0
0 | 0 | 0
0 | 0 | 0
0 | 0 | 0
0 | 0 | 0
0 | 0 | 0
0 | 0 | 0
0 | 0 | 0
0 | 0 | 0
0 | 0 | 0
0 | 0 | 0
0 | 0 | 0
0 | 0 | 0
0 | 0 | 0
0 | 0 | 0
0 | 0 | 0
0 | 0 | 0
0 | 0 | 0
0 | 0 | 0
0 | 0 | 0
0 | 0 | 0
0 | 0 | 0
0 | 0 | 0
0 | 0 | 0
0 | 0 | 0
0 | 0 | 0
0 | 0 | 0
0 | 0 | 0
0 | 0 | 0
0 | 0 | 0
0 | 0 | 0
0 | 0 | 0
0 | 0 | 0
0 | 0 | 0
0 | 0 | 0
0 | 0 | 0
0 | 0 | 0
0 | 0 | 0
0 | 0 | 0
0 | 0 | 0
0 | 0 | 0
0 | 0 | 0
0 | 0 | 0
0 | 0 | 0
0 | 0 | 0
0 | 0 | 0
0 | 0 | 0
0 | 0 | 0
0 | 0 | 0
0 | 0 | 0
0 | 0 | 0
0 | 0 | 0
0 | 0 | 0
0 | 0 | 0
0 | 0 | 0
0 | 0 | 0
0 | 0 | 0
0 | 0 | 0
0 | 0 | 0
0 | 0 | 0
0 | 0 | 0
0 | 0 | 0
0 | 0 | 0
0 | 0 | 0
0 | 0 | 0
0 | 0 | 0
0 | 0 | 0
0 | 0 | 0
0 | 0 | 0
0 | 0 | 0
0 | 0 | 0
0 | 0 | 0
0 | 0 | 0
0 | 0 | 0
0 | 0 | 0
0 | 0 | 0
0 | 0 | 0
0 | 0 | 0
0 | 0 | 0
0 | 0 | 0
0 | 0 | 0
0 | 0 | 0
0 | 0 | 0
0 | 0 | 0
0 | 0 | 0
0 | 0 | 0
0 | 0 | 0
0 | 0 | 0
0 | 0 | 0
0 | 0 | 0
0 | 0 | 0
0 | 0 | 0
0 | 0 | 0
0 | 0 | 0
0 | 0 | 0
0 | 0 | 0
0 | 0 | 0
0 | 0 | 0
0 | 0 | 0
0 | 0 | 0
0 | 0 | 0
0 | 0 | 0
0 | 0 | 0
0 | 0 | 0
0 | 0 | 0
0 | 0 | 0
0 | 0 | 0
0 | 0 | 0
0 | 0 | 0
0 | 0 | 0
0 | 0 | 0
0 | 0 | 0
0 | 0 | 0
0 | 0 | 0
0 | 0 | 0
0 | 0 | 0
0 | 0 | 0
0 | 0 | 0
0 | 0 | 0
0 | 0 | 0
0 | 0 | 0
0 | 0 | 0
0 | 0 | 0
0 | 0 | 0
0 | 0 | 0
0 | 0 | 0
0 | 0 | 0
0 | 0 | 0
0 | 0 | 0
0 | 0 | 0
0 | 0 | 0
0 | 0 | 0
0 | 0 | 0
0 | 0 | 0
0 | 0 | 0
0 | 0 | 0
0 | 0 | 0
0 | 0 | 0
0 | 0 | 0
0 | 0 | 0
0 | 0 | 0
0 | 0 | 0
0 | 0 | 0
0 | 0 | 0
0 | 0 | 0
0 | 0 | 0
0 | 0 | 0
0 | 0 | 0
0 | 0 | 0
0 | 0 | 0
0 | 0 | 0
0 | 0 | 0
0 | 0 | 0
0 | 0 | 0
0 | 0 | 0
0 | 0 | 0
0 | 0 | 0
0 | 0 | 0
0 | 0 | 0
0 | 0 | 0
0 | 0 | 0
0 | 0 | 0
0 | 0 | 0
0 | 0 | 0
0 | 0 | 0
0 | 0 | 0
0 | 0 | 0
0 | 0 | 0
0 | 0 | 0
0 | 0 | 0
0 | 0 | 0
0 | 0 | 0
0 | 0 | 0
0 | 0 | 0
0 | 0 | 0
0 | 0 | 0
0 | 0 | 0
0 | 0 | 0
0 | 0 | 0
0 | 0 | 0
0 | 0 | 0
0 | 0 | 0
0 | 0 | 0
0 | 0 | 0
0 | 0 | 0
0 | 0 | 0
0 | 0 | 0
0 | 0 | 0
0 | 0 | 0
0 | 0 | 0
0 | 0 | 0
0 | 0 | 0
0 | 0 | 0
0 | 0 | 0
0 | 0 | 0
0 | 0 | 0
0 | 0 | 0
0 | 0 | 0
0 | 0 | 0
0 | 0 | 0
0 | 0 | 0
0 | 0 | 0
0 | 0 | 0
0 | 0 | 0
0 | 0 | 0
0 | 0 | 0
0 | 0 | 0
0 | 0 | 0
0 | 0 | 0
0 | 0 | 0
0 | 0 | 0
0 | 0 | 0
0 | 0 | 0
0 | 0 | 0
0 | 0 | 0
0 | 0 | 0
0 | 0 | 0
0 | 0 | 0
0 | 0 | 0
0 | 0 | 0
0 | 0 | 0
0 | 0 | 0
0 | 0 | 0
0 | 0 | 0
0 | 0 | 0
0 | 0 | 0
0 | 0 | 0
0 | 0 | 0
0 | 0 | 0
0 | 0 | 0
0 | 0 | 0
0 | 0 | 0
0 | 0 | 0
0 | 0 | 0
0 | 0 | 0
0 | 0 | 0
0 | 0 | 0
0 | 0 | 0
0 | 0 | 0
0 | 0 | 0
0 | 0 | 0
0 | 0 | 0
0 | 0 | 0
0 | 0 | 0
0 | 0 | 0
0 | 0 | 0
0 | 0 | 0
0 | 0 | 0
0 | 0 | 0
0 | 0 | 0
0 | 0 | 0
0 | 0 | 0
0 | 0 | 0
0 | 0 | 0
0 | 0 | 0
0 | 0 | 0
0 | 0 | 0
0 | 0 | 0
0 | 0 | 0
0 | 0 | 0
0 | 0 | 0
0 | 0 | 0
0 | 0 | 0
0 | 0 | 0
0 | 0 | 0
0 | 0 | 0
0 | 0 | 0
0 | 0 | 0
0 | 0 | 0
0 | 0 | 0
0 | 0 | 0
0 | 0 | 0
0 | 0 | 0
0 | 0 | 0
0 | 0 | 0
0 | 0 | 0
0 | 0 | 0
0 | 0 | 0
0 | 0 | 0
0 | 0 | 0
0 | 0 | 0
0 | 0 | 0
0 | 0 | 0
0 | 0 | 0
0 | 0 | 0
0 | 0 | 0
0 | 0 | 0
0 | 0 | 0
0 | 0 | 0
0 | 0 | 0
0 | 0 | 0
0 | 0 | 0
0 | 0 | 0
0 | 0 | 0
0 | 0 | 0
0 | 0 | 0
0 | 0 | 0
0 | 0 | 0
0 | 0 | 0
0 | 0 | 0
0 | 0 | 0
0 | 0 | 0
0 | 0 | 0
0 | 0 | 0
0 | 0 | 0
0 | 0 | 0
0 | 0 | 0
0 | 0 | 0
0 | 0 | 0
0 | 0 | 0
0 | 0 | 0
0 | 0 | 0
0 | 0 | 0
0 | 0 | 0
0 | 0 | 0
0 | 0 | 0
0 | 0 | 0
0 | 0 | 0
0 | 0 | 0
0 | 0 | 0
0 | 0 | 0
0 | 0 | 0
0 | 0 | 0
0 | 0 | 0
0 | 0 | 0
0 | 0 | 0
0 | 0 | 0
0 | 0 | 0
0 | 0 | 0
0 | 0 | 0
0 | 0 | 0
0 | 0 | 0
0 | 0 | 0
0 | 0 | 0
0 | 0 | 0
0 | 0 | 0
0 | 0 | 0
0 | 0 | 0
0 | 0 | 0
0 | 0 | 0
0 | 0 | 0
0 | 0 | 0
0 | 0 | 0
0 | 0 | 0
0 | 0 | 0
0 | 0 | 0
0 | 0 | 0
0 | 0 | 0
0 | 0 | 0
0 | 0 | 0
0 | 0 | 0
0 | 0 | 0
0 | 0 | 0
0 | 0 | 0
0 | 0 | 0
0 | 0 | 0
0 | 0 | 0
0 | 0 | 0
0 | 0 | 0
0 | 0 | 0
0 | 0 | 0
0 | 0 | 0
0 | 0 | 0
0 | 0 | 0
0 | 0 | 0
0 | 0 | 0
0 | 0 | 0
0 | 0 | 0
0 | 0 | 0
0 | 0 | 0
0 | 0 | 0
0 | 0 | 0
0 | 0 | 0
0 | 0 | 0
0 | 0 | 0
0 | 0 | 0
0 | 0 | 0
0 | 0 | 0
0 | 0 | 0
0 | 0 | 0
0 | 0 | 0
0 | 0 | 0
0 | 0 | 0
0 | 0 | 0
0 | 0 | 0
0 | 0 | 0
0 | 0 | 0
0 | 0 | 0
0 | 0 | 0
0 | 0 | 0
0 | 0 | 0
0 | 0 | 0
0 | 0 | 0
0 | 0 | 0
0 | 0 | 0
0 | 0 | 0
0 | 0 | 0
0 | 0 | 0
0 | 0 | 0
0 | 0 | 0
0 | 0 | 0
0 | 0 | 0
0 | 0 | 0
0 | 0 | 0
0 | 0 | 0
0 | 0 | 0
0 | 0 | 0
0 | 0 | 0
0 | 0 | 0
0 | 0 | 0
0 | 0 | 0
0 | 0 | 0
0 | 0 | 0
0 | 0 | 0
0 | 0 | 0
0 | 0 | 0
0 | 0 | 0
0 | 0 | 0
0 | 0 | 0
0 | 0 | 0
0 | 0 | 0
0 | 0 | 0
0 | 0 | 0
0 | 0 | 0
0 | 0 | 0
0 | 0 | 0
0 | 0 | 0
0 | 0 | 0
0 | 0 | 0
0 | 0 | 0
0 | 0 | 0
0 | 0 | 0
0 | 0 | 0
0 | 0 | 0
0 | 0 | 0
0 | 0 | 0
0 | 0 | 0
0 | 0 | 0
0 | 0 | 0
0 | 0 | 0
0 | 0 | 0
0 | 0 | 0
0 | 0 | 0
0 | 0 | 0
0 | 0 | 0
0 | 0 | 0
0 | 0 | 0
0 | 0 | 0
0 | 0 | 0
0 | 0 | 0
0 | 0 | 0
0 | 0 | 0
0 | 0 | 0
0 | 0 | 0
0 | 0 | 0
0 | 0 | 0
0 | 0 | 0
0 | 0 | 0
0 | 0 | 0
0 | 0 | 0
0 | 0 | 0
0 | 0 | 0
0 | 0 | 0
0 | 0 | 0
0 | 0 | 0
0 | 0 | 0
0 | 0 | 0
0 | 0 | 0
0 | 0 | 0
0 | 0 | 0
0 | 0 | 0
0 | 0 | 0
0 | 0 | 0
0 | 0 | 0
0 | 0 | 0
0 | 0 | 0
0 | 0 | 0
0 | 0 | 0
0 | 0 | 0
0 | 0 | 0
0 | 0 | 0
0 | 0 | 0
0 | 0 | 0
0 | 0 | 0
0 | 0 | 0
0 | 0 | 0
0 | 0 | 0
0 | 0 | 0
0 | 0 | 0
0 | 0 | 0
0 | 0 | 0
0 | 0 | 0
0 | 0 | 0
0 | 0 | 0
0 | 0 | 0
0 | 0 | 0
0 | 0 | 0
0 | 0 | 0
0 | 0 | 0
0 | 0 | 0
0 | 0 | 0
0 | 0 | 0
0 | 0 | 0
0 | 0 | 0
0 | 0 | 0
0 | 0 | 0
0 | 0 | 0
0 | 0 | 0
0 | 0 | 0
0 | 0 | 0
0 | 0 | 0
0 | 0 | 0
0 | 0 | 0
0 | 0 | 0
0 | 0 | 0
0 | 0 | 0
0 | 0 | 0
0 | 0 | 0
0 | 0 | 0
0 | 0 | 0
0 | 0 | 0
0 | 0 | 0
0 | 0 | 0
0 | 0 | 0
0 | 0 | 0
0 | 0 | 0
Formulas:
YEARS IN USE = IF(ASSET_LIFE_CYCLE[[#This Row],[DATE IN SERVICE]]="","",DATEDIF(ASSET_LIFE_CYCLE[[#This Row],[DATE IN SERVICE]],NOW(),"y"))
PREVIOUS PAGE
NEXT PAGE
Date In Service should be utilized in order for the system to appropriately maintain the assets changes throughout its useful life. The utility should be careful to place the date as the actual date it was integrated into the system rather than the date it was purchased. This will allow for proper useful life to be estimated.
Useful Life (Years) will be the years the manufacturer has estimated the asset to remain in working condition. Personnel should assure that this number is representative of the asset.
Years In Use will be the approximate years that the asset has been integrated into the system.
Remaining Useful Life is automatically calculated based on Useful Life and Years In Use. Understanding the Remaining Useful Life will help the utility to plan O&M appropriately as well as any needed replacement of equipment needed.
% Remaining Useful Life is the approximate percentage of life remaining for the listed asset. This block is also auto populated based on Remaining Useful Life.
Asset Recently Reviewed can be used as a notes area where the asset has been reviewed for proper working order and maintenance. A system may use this area as a place to assess the asset for future development.
Asset Life Adjustment(+-Years) can be utilized to add or subtract in years that the life of the asset based or assesment and O&M. The system should be careful to use this adjustment as it feeds back into the Useful Life (Years). Use this adjustment only after through assesment of asset.
PLEASE INPUT DATA IN CELLS FILLED WITH THIS BACKGROUND COLOR

## CONDITION_CAPACITY
ASSET CONDITION AND CAPACITY SCORE
ASSET LOCATION | ASSET NAME | ASSET ID | ASSET TYPE | % USEFUL LIFE REMAINING | % REMAINING USEFUL LIFE RANK | SCORE | ASSET CAPACITY LEVEL OF SERVICE | SCORE2 | ASSET CONDITION | SCORE3 | LIKELIHOOD OF FAILURE SCORE
TREATMENT PLANT | FEED System Alpha | WTPE0064 | Plant Equipment | -33.33% | 5 - 0-20% | 5 | 1 - NEW/GREATLY EXCEEDS CURRENT LOS | 1 | 1 - NEW/EXCELLENT | 1 | 7
TREATMENT PLANT | Reverse Osmosis Membrane Filter | WTPE0044 | Plant Equipment | -65.52% | 5 - 0-20% | 5 | 2 - EXCEEDS CURRENT LOS | 2 | 2 - MINOR DETERIORATION | 2 | 9
TREATMENT PLANT | Clarifier 1B | WTPE01 | Plant Equipment | 7.143% | 5 - 0-20% | 5 | 3 - MEETS CURRENT LOS | 3 | 4 - SIGNIFICANT DETERIORATION | 4 | 12
TREATMENT PLANT | Aeration blower 3C | WTPE02 | Plant Equipment | -62.96% | 5 - 0-20% | 5 | 4 - MODERATELY BELOW CURRENT LOS | 4 | 5 - UNSERVICABLE/END OF LIFE | 5 | 14
TREATMENT PLANT | Automated Pipet System | LAB004 | Plant Equipment | -42.31% | 5 - 0-20% | 5 | 5 - SIGNIFICANTLY BELOW CURRENT LOS | 5 | 1 - NEW/EXCELLENT | 1 | 11
TREATMENT PLANT | Chlorine Injection Unit | WTPE005 | Plant Equipment | 0% | 5 - 0-20% | 5 | 1 - NEW/GREATLY EXCEEDS CURRENT LOS | 1 | 2 - MINOR DETERIORATION | 2 | 8
TREATMENT PLANT | Backwash Unit | WTPE006 | Plant Equipment | -16.67% | 5 - 0-20% | 5 | 2 - EXCEEDS CURRENT LOS | 2 | 4 - SIGNIFICANT DETERIORATION | 4 | 11
TREATMENT PLANT | Truck 01 | TRK001 | Plant Equipment | 0% | 5 - 0-20% | 5 | 3 - MEETS CURRENT LOS | 3 | 5 - UNSERVICABLE/END OF LIFE | 5 | 13
TREATMENT PLANT | Copper Coil | SP00001 | Spareparts | 100% | 1 - 80-100% | 1 | 4 - MODERATELY BELOW CURRENT LOS | 4 | 1 - NEW/EXCELLENT | 1 | 6
DISTRIBUTION SYSTEM | BP001 | BP001 | Transmission Equipment | -28.57% | 5 - 0-20% | 5 | 5 - SIGNIFICANTLY BELOW CURRENT LOS | 5 | 2 - MINOR DETERIORATION | 2 | 12
DISTRIBUTION SYSTEM | Gotham City Tank 1 | TNK001 | Storage | 100% | 1 - 80-100% | 1 | 1 - NEW/GREATLY EXCEEDS CURRENT LOS | 1 | 4 - SIGNIFICANT DETERIORATION | 4 | 6
DISTRIBUTION SYSTEM | Cross County Line 4 | CCTL0004 | Service Lines | 100% | 1 - 80-100% | 1 | 2 - EXCEEDS CURRENT LOS | 2 | 5 - UNSERVICABLE/END OF LIFE | 5 | 8
DISTRIBUTION SYSTEM | HY0066756 | HY0066756 | Service Hydrants | 94.44% | 1 - 80-100% | 1 | 3 - MEETS CURRENT LOS | 3 | 1 - NEW/EXCELLENT | 1 | 5
DISTRIBUTION SYSTEM | CKV0006642 | CKV0006642 | Service Line Valves |  |  |  | 4 - MODERATELY BELOW CURRENT LOS | 4 | 3 - MODERATE DETERIORATION | 3
DISTRIBUTION SYSTEM | Skid Steer | WTPE0010 | Water Group Equipment | -50% | 5 - 0-20% | 5 | 5 - SIGNIFICANTLY BELOW CURRENT LOS | 5 | 4 - SIGNIFICANT DETERIORATION | 4 | 14
DISTRIBUTION SYSTEM | Copper Coil | SP00002 | Spareparts
0 | 0 | 0 | 0
0 | 0 | 0 | 0
0 | 0 | 0 | 0
0 | 0 | 0 | 0
0 | 0 | 0 | 0
0 | 0 | 0 | 0
0 | 0 | 0 | 0
0 | 0 | 0 | 0
0 | 0 | 0 | 0
0 | 0 | 0 | 0
0 | 0 | 0 | 0
0 | 0 | 0 | 0
0 | 0 | 0 | 0
0 | 0 | 0 | 0
0 | 0 | 0 | 0
0 | 0 | 0 | 0
0 | 0 | 0 | 0
0 | 0 | 0 | 0
0 | 0 | 0 | 0
0 | 0 | 0 | 0
0 | 0 | 0 | 0
0 | 0 | 0 | 0
0 | 0 | 0 | 0
0 | 0 | 0 | 0
0 | 0 | 0 | 0
0 | 0 | 0 | 0
0 | 0 | 0 | 0
0 | 0 | 0 | 0
0 | 0 | 0 | 0
0 | 0 | 0 | 0
0 | 0 | 0 | 0
0 | 0 | 0 | 0
0 | 0 | 0 | 0
0 | 0 | 0 | 0
0 | 0 | 0 | 0
0 | 0 | 0 | 0
0 | 0 | 0 | 0
0 | 0 | 0 | 0
0 | 0 | 0 | 0
0 | 0 | 0 | 0
0 | 0 | 0 | 0
0 | 0 | 0 | 0
0 | 0 | 0 | 0
0 | 0 | 0 | 0
0 | 0 | 0 | 0
0 | 0 | 0 | 0
0 | 0 | 0 | 0
0 | 0 | 0 | 0
0 | 0 | 0 | 0
0 | 0 | 0 | 0
0 | 0 | 0 | 0
0 | 0 | 0 | 0
0 | 0 | 0 | 0
0 | 0 | 0 | 0
0 | 0 | 0 | 0
0 | 0 | 0 | 0
0 | 0 | 0 | 0
0 | 0 | 0 | 0
0 | 0 | 0 | 0
0 | 0 | 0 | 0
0 | 0 | 0 | 0
0 | 0 | 0 | 0
0 | 0 | 0 | 0
0 | 0 | 0 | 0
0 | 0 | 0 | 0
0 | 0 | 0 | 0
0 | 0 | 0 | 0
0 | 0 | 0 | 0
0 | 0 | 0 | 0
0 | 0 | 0 | 0
0 | 0 | 0 | 0
0 | 0 | 0 | 0
0 | 0 | 0 | 0
0 | 0 | 0 | 0
0 | 0 | 0 | 0
0 | 0 | 0 | 0
0 | 0 | 0 | 0
0 | 0 | 0 | 0
0 | 0 | 0 | 0
0 | 0 | 0 | 0
0 | 0 | 0 | 0
0 | 0 | 0 | 0
0 | 0 | 0 | 0
0 | 0 | 0 | 0
0 | 0 | 0 | 0
0 | 0 | 0 | 0
0 | 0 | 0 | 0
0 | 0 | 0 | 0
0 | 0 | 0 | 0
0 | 0 | 0 | 0
0 | 0 | 0 | 0
0 | 0 | 0 | 0
0 | 0 | 0 | 0
0 | 0 | 0 | 0
0 | 0 | 0 | 0
0 | 0 | 0 | 0
0 | 0 | 0 | 0
0 | 0 | 0 | 0
0 | 0 | 0 | 0
0 | 0 | 0 | 0
0 | 0 | 0 | 0
0 | 0 | 0 | 0
0 | 0 | 0 | 0
0 | 0 | 0 | 0
0 | 0 | 0 | 0
0 | 0 | 0 | 0
0 | 0 | 0 | 0
0 | 0 | 0 | 0
0 | 0 | 0 | 0
0 | 0 | 0 | 0
0 | 0 | 0 | 0
0 | 0 | 0 | 0
0 | 0 | 0 | 0
0 | 0 | 0 | 0
0 | 0 | 0 | 0
0 | 0 | 0 | 0
0 | 0 | 0 | 0
0 | 0 | 0 | 0
0 | 0 | 0 | 0
0 | 0 | 0 | 0
0 | 0 | 0 | 0
0 | 0 | 0 | 0
0 | 0 | 0 | 0
0 | 0 | 0 | 0
0 | 0 | 0 | 0
0 | 0 | 0 | 0
0 | 0 | 0 | 0
0 | 0 | 0 | 0
0 | 0 | 0 | 0
0 | 0 | 0 | 0
0 | 0 | 0 | 0
0 | 0 | 0 | 0
0 | 0 | 0 | 0
0 | 0 | 0 | 0
0 | 0 | 0 | 0
0 | 0 | 0 | 0
0 | 0 | 0 | 0
0 | 0 | 0 | 0
0 | 0 | 0 | 0
0 | 0 | 0 | 0
0 | 0 | 0 | 0
0 | 0 | 0 | 0
0 | 0 | 0 | 0
0 | 0 | 0 | 0
0 | 0 | 0 | 0
0 | 0 | 0 | 0
0 | 0 | 0 | 0
0 | 0 | 0 | 0
0 | 0 | 0 | 0
0 | 0 | 0 | 0
0 | 0 | 0 | 0
0 | 0 | 0 | 0
0 | 0 | 0 | 0
0 | 0 | 0 | 0
0 | 0 | 0 | 0
0 | 0 | 0 | 0
0 | 0 | 0 | 0
0 | 0 | 0 | 0
0 | 0 | 0 | 0
0 | 0 | 0 | 0
0 | 0 | 0 | 0
0 | 0 | 0 | 0
0 | 0 | 0 | 0
0 | 0 | 0 | 0
0 | 0 | 0 | 0
0 | 0 | 0 | 0
0 | 0 | 0 | 0
0 | 0 | 0 | 0
0 | 0 | 0 | 0
0 | 0 | 0 | 0
0 | 0 | 0 | 0
0 | 0 | 0 | 0
0 | 0 | 0 | 0
0 | 0 | 0 | 0
0 | 0 | 0 | 0
0 | 0 | 0 | 0
0 | 0 | 0 | 0
0 | 0 | 0 | 0
0 | 0 | 0 | 0
0 | 0 | 0 | 0
0 | 0 | 0 | 0
0 | 0 | 0 | 0
0 | 0 | 0 | 0
0 | 0 | 0 | 0
0 | 0 | 0 | 0
0 | 0 | 0 | 0
0 | 0 | 0 | 0
0 | 0 | 0 | 0
0 | 0 | 0 | 0
0 | 0 | 0 | 0
0 | 0 | 0 | 0
0 | 0 | 0 | 0
0 | 0 | 0 | 0
0 | 0 | 0 | 0
0 | 0 | 0 | 0
0 | 0 | 0 | 0
0 | 0 | 0 | 0
0 | 0 | 0 | 0
0 | 0 | 0 | 0
0 | 0 | 0 | 0
0 | 0 | 0 | 0
0 | 0 | 0 | 0
0 | 0 | 0 | 0
0 | 0 | 0 | 0
0 | 0 | 0 | 0
0 | 0 | 0 | 0
0 | 0 | 0 | 0
0 | 0 | 0 | 0
0 | 0 | 0 | 0
0 | 0 | 0 | 0
0 | 0 | 0 | 0
0 | 0 | 0 | 0
0 | 0 | 0 | 0
0 | 0 | 0 | 0
0 | 0 | 0 | 0
0 | 0 | 0 | 0
0 | 0 | 0 | 0
0 | 0 | 0 | 0
0 | 0 | 0 | 0
0 | 0 | 0 | 0
0 | 0 | 0 | 0
0 | 0 | 0 | 0
0 | 0 | 0 | 0
0 | 0 | 0 | 0
0 | 0 | 0 | 0
0 | 0 | 0 | 0
0 | 0 | 0 | 0
0 | 0 | 0 | 0
0 | 0 | 0 | 0
0 | 0 | 0 | 0
0 | 0 | 0 | 0
0 | 0 | 0 | 0
0 | 0 | 0 | 0
0 | 0 | 0 | 0
0 | 0 | 0 | 0
0 | 0 | 0 | 0
0 | 0 | 0 | 0
0 | 0 | 0 | 0
0 | 0 | 0 | 0
0 | 0 | 0 | 0
0 | 0 | 0 | 0
0 | 0 | 0 | 0
0 | 0 | 0 | 0
0 | 0 | 0 | 0
0 | 0 | 0 | 0
0 | 0 | 0 | 0
0 | 0 | 0 | 0
0 | 0 | 0 | 0
0 | 0 | 0 | 0
0 | 0 | 0 | 0
0 | 0 | 0 | 0
0 | 0 | 0 | 0
0 | 0 | 0 | 0
0 | 0 | 0 | 0
0 | 0 | 0 | 0
0 | 0 | 0 | 0
0 | 0 | 0 | 0
0 | 0 | 0 | 0
0 | 0 | 0 | 0
0 | 0 | 0 | 0
0 | 0 | 0 | 0
0 | 0 | 0 | 0
0 | 0 | 0 | 0
0 | 0 | 0 | 0
0 | 0 | 0 | 0
0 | 0 | 0 | 0
0 | 0 | 0 | 0
0 | 0 | 0 | 0
0 | 0 | 0 | 0
0 | 0 | 0 | 0
0 | 0 | 0 | 0
0 | 0 | 0 | 0
0 | 0 | 0 | 0
0 | 0 | 0 | 0
0 | 0 | 0 | 0
0 | 0 | 0 | 0
0 | 0 | 0 | 0
0 | 0 | 0 | 0
0 | 0 | 0 | 0
0 | 0 | 0 | 0
0 | 0 | 0 | 0
0 | 0 | 0 | 0
0 | 0 | 0 | 0
0 | 0 | 0 | 0
0 | 0 | 0 | 0
0 | 0 | 0 | 0
0 | 0 | 0 | 0
0 | 0 | 0 | 0
0 | 0 | 0 | 0
0 | 0 | 0 | 0
0 | 0 | 0 | 0
0 | 0 | 0 | 0
0 | 0 | 0 | 0
0 | 0 | 0 | 0
0 | 0 | 0 | 0
0 | 0 | 0 | 0
0 | 0 | 0 | 0
0 | 0 | 0 | 0
0 | 0 | 0 | 0
0 | 0 | 0 | 0
0 | 0 | 0 | 0
0 | 0 | 0 | 0
0 | 0 | 0 | 0
0 | 0 | 0 | 0
0 | 0 | 0 | 0
0 | 0 | 0 | 0
0 | 0 | 0 | 0
0 | 0 | 0 | 0
0 | 0 | 0 | 0
0 | 0 | 0 | 0
0 | 0 | 0 | 0
0 | 0 | 0 | 0
0 | 0 | 0 | 0
0 | 0 | 0 | 0
0 | 0 | 0 | 0
0 | 0 | 0 | 0
0 | 0 | 0 | 0
0 | 0 | 0 | 0
0 | 0 | 0 | 0
0 | 0 | 0 | 0
0 | 0 | 0 | 0
0 | 0 | 0 | 0
0 | 0 | 0 | 0
0 | 0 | 0 | 0
0 | 0 | 0 | 0
0 | 0 | 0 | 0
0 | 0 | 0 | 0
0 | 0 | 0 | 0
0 | 0 | 0 | 0
0 | 0 | 0 | 0
0 | 0 | 0 | 0
0 | 0 | 0 | 0
0 | 0 | 0 | 0
0 | 0 | 0 | 0
0 | 0 | 0 | 0
0 | 0 | 0 | 0
0 | 0 | 0 | 0
0 | 0 | 0 | 0
0 | 0 | 0 | 0
0 | 0 | 0 | 0
0 | 0 | 0 | 0
0 | 0 | 0 | 0
0 | 0 | 0 | 0
0 | 0 | 0 | 0
0 | 0 | 0 | 0
0 | 0 | 0 | 0
0 | 0 | 0 | 0
0 | 0 | 0 | 0
0 | 0 | 0 | 0
0 | 0 | 0 | 0
0 | 0 | 0 | 0
0 | 0 | 0 | 0
0 | 0 | 0 | 0
0 | 0 | 0 | 0
0 | 0 | 0 | 0
0 | 0 | 0 | 0
0 | 0 | 0 | 0
0 | 0 | 0 | 0
0 | 0 | 0 | 0
0 | 0 | 0 | 0
0 | 0 | 0 | 0
0 | 0 | 0 | 0
0 | 0 | 0 | 0
0 | 0 | 0 | 0
0 | 0 | 0 | 0
0 | 0 | 0 | 0
0 | 0 | 0 | 0
0 | 0 | 0 | 0
0 | 0 | 0 | 0
0 | 0 | 0 | 0
0 | 0 | 0 | 0
0 | 0 | 0 | 0
0 | 0 | 0 | 0
0 | 0 | 0 | 0
0 | 0 | 0 | 0
0 | 0 | 0 | 0
0 | 0 | 0 | 0
0 | 0 | 0 | 0
0 | 0 | 0 | 0
0 | 0 | 0 | 0
0 | 0 | 0 | 0
0 | 0 | 0 | 0
0 | 0 | 0 | 0
0 | 0 | 0 | 0
0 | 0 | 0 | 0
0 | 0 | 0 | 0
0 | 0 | 0 | 0
0 | 0 | 0 | 0
0 | 0 | 0 | 0
0 | 0 | 0 | 0
0 | 0 | 0 | 0
0 | 0 | 0 | 0
0 | 0 | 0 | 0
0 | 0 | 0 | 0
0 | 0 | 0 | 0
0 | 0 | 0 | 0
0 | 0 | 0 | 0
0 | 0 | 0 | 0
0 | 0 | 0 | 0
0 | 0 | 0 | 0
0 | 0 | 0 | 0
0 | 0 | 0 | 0
0 | 0 | 0 | 0
0 | 0 | 0 | 0
0 | 0 | 0 | 0
0 | 0 | 0 | 0
0 | 0 | 0 | 0
0 | 0 | 0 | 0
0 | 0 | 0 | 0
0 | 0 | 0 | 0
0 | 0 | 0 | 0
0 | 0 | 0 | 0
0 | 0 | 0 | 0
0 | 0 | 0 | 0
0 | 0 | 0 | 0
0 | 0 | 0 | 0
0 | 0 | 0 | 0
0 | 0 | 0 | 0
0 | 0 | 0 | 0
0 | 0 | 0 | 0
0 | 0 | 0 | 0
0 | 0 | 0 | 0
0 | 0 | 0 | 0
0 | 0 | 0 | 0
0 | 0 | 0 | 0
0 | 0 | 0 | 0
0 | 0 | 0 | 0
0 | 0 | 0 | 0
0 | 0 | 0 | 0
0 | 0 | 0 | 0
0 | 0 | 0 | 0
0 | 0 | 0 | 0
0 | 0 | 0 | 0
0 | 0 | 0 | 0
0 | 0 | 0 | 0
0 | 0 | 0 | 0
0 | 0 | 0 | 0
0 | 0 | 0 | 0
0 | 0 | 0 | 0
0 | 0 | 0 | 0
0 | 0 | 0 | 0
0 | 0 | 0 | 0
0 | 0 | 0 | 0
0 | 0 | 0 | 0
0 | 0 | 0 | 0
0 | 0 | 0 | 0
0 | 0 | 0 | 0
0 | 0 | 0 | 0
0 | 0 | 0 | 0
0 | 0 | 0 | 0
0 | 0 | 0 | 0
0 | 0 | 0 | 0
0 | 0 | 0 | 0
0 | 0 | 0 | 0
0 | 0 | 0 | 0
0 | 0 | 0 | 0
0 | 0 | 0 | 0
0 | 0 | 0 | 0
0 | 0 | 0 | 0
0 | 0 | 0 | 0
0 | 0 | 0 | 0
0 | 0 | 0 | 0
0 | 0 | 0 | 0
0 | 0 | 0 | 0
0 | 0 | 0 | 0
0 | 0 | 0 | 0
0 | 0 | 0 | 0
0 | 0 | 0 | 0
0 | 0 | 0 | 0
0 | 0 | 0 | 0
0 | 0 | 0 | 0
0 | 0 | 0 | 0
0 | 0 | 0 | 0
0 | 0 | 0 | 0
0 | 0 | 0 | 0
0 | 0 | 0 | 0
0 | 0 | 0 | 0
0 | 0 | 0 | 0
0 | 0 | 0 | 0
0 | 0 | 0 | 0
0 | 0 | 0 | 0
0 | 0 | 0 | 0
0 | 0 | 0 | 0
0 | 0 | 0 | 0
0 | 0 | 0 | 0
0 | 0 | 0 | 0
0 | 0 | 0 | 0
0 | 0 | 0 | 0
0 | 0 | 0 | 0
0 | 0 | 0 | 0
0 | 0 | 0 | 0
0 | 0 | 0 | 0
0 | 0 | 0 | 0
0 | 0 | 0 | 0
0 | 0 | 0 | 0
0 | 0 | 0 | 0
0 | 0 | 0 | 0
0 | 0 | 0 | 0
0 | 0 | 0 | 0
0 | 0 | 0 | 0
0 | 0 | 0 | 0
0 | 0 | 0 | 0
0 | 0 | 0 | 0
0 | 0 | 0 | 0
0 | 0 | 0 | 0
0 | 0 | 0 | 0
0 | 0 | 0 | 0
0 | 0 | 0 | 0
0 | 0 | 0 | 0
0 | 0 | 0 | 0
0 | 0 | 0 | 0
0 | 0 | 0 | 0
0 | 0 | 0 | 0
0 | 0 | 0 | 0
0 | 0 | 0 | 0
0 | 0 | 0 | 0
0 | 0 | 0 | 0
0 | 0 | 0 | 0
0 | 0 | 0 | 0
0 | 0 | 0 | 0
0 | 0 | 0 | 0
0 | 0 | 0 | 0
0 | 0 | 0 | 0
0 | 0 | 0 | 0
0 | 0 | 0 | 0
0 | 0 | 0 | 0
0 | 0 | 0 | 0
0 | 0 | 0 | 0
0 | 0 | 0 | 0
0 | 0 | 0 | 0
0 | 0 | 0 | 0
0 | 0 | 0 | 0
0 | 0 | 0 | 0
0 | 0 | 0 | 0
0 | 0 | 0 | 0
0 | 0 | 0 | 0
0 | 0 | 0 | 0
0 | 0 | 0 | 0
0 | 0 | 0 | 0
0 | 0 | 0 | 0
0 | 0 | 0 | 0
0 | 0 | 0 | 0
0 | 0 | 0 | 0
0 | 0 | 0 | 0
0 | 0 | 0 | 0
0 | 0 | 0 | 0
0 | 0 | 0 | 0
0 | 0 | 0 | 0
0 | 0 | 0 | 0
0 | 0 | 0 | 0
0 | 0 | 0 | 0
0 | 0 | 0 | 0
0 | 0 | 0 | 0
0 | 0 | 0 | 0
0 | 0 | 0 | 0
0 | 0 | 0 | 0
0 | 0 | 0 | 0
0 | 0 | 0 | 0
0 | 0 | 0 | 0
0 | 0 | 0 | 0
0 | 0 | 0 | 0
0 | 0 | 0 | 0
0 | 0 | 0 | 0
0 | 0 | 0 | 0
0 | 0 | 0 | 0
0 | 0 | 0 | 0
0 | 0 | 0 | 0
0 | 0 | 0 | 0
0 | 0 | 0 | 0
0 | 0 | 0 | 0
0 | 0 | 0 | 0
0 | 0 | 0 | 0
0 | 0 | 0 | 0
0 | 0 | 0 | 0
0 | 0 | 0 | 0
0 | 0 | 0 | 0
0 | 0 | 0 | 0
0 | 0 | 0 | 0
0 | 0 | 0 | 0
0 | 0 | 0 | 0
0 | 0 | 0 | 0
0 | 0 | 0 | 0
0 | 0 | 0 | 0
0 | 0 | 0 | 0
0 | 0 | 0 | 0
0 | 0 | 0 | 0
0 | 0 | 0 | 0
0 | 0 | 0 | 0
0 | 0 | 0 | 0
0 | 0 | 0 | 0
0 | 0 | 0 | 0
0 | 0 | 0 | 0
0 | 0 | 0 | 0
0 | 0 | 0 | 0
0 | 0 | 0 | 0
0 | 0 | 0 | 0
0 | 0 | 0 | 0
0 | 0 | 0 | 0
0 | 0 | 0 | 0
0 | 0 | 0 | 0
0 | 0 | 0 | 0
0 | 0 | 0 | 0
0 | 0 | 0 | 0
0 | 0 | 0 | 0
0 | 0 | 0 | 0
0 | 0 | 0 | 0
0 | 0 | 0 | 0
0 | 0 | 0 | 0
0 | 0 | 0 | 0
0 | 0 | 0 | 0
0 | 0 | 0 | 0
0 | 0 | 0 | 0
0 | 0 | 0 | 0
0 | 0 | 0 | 0
0 | 0 | 0 | 0
0 | 0 | 0 | 0
0 | 0 | 0 | 0
0 | 0 | 0 | 0
0 | 0 | 0 | 0
0 | 0 | 0 | 0
0 | 0 | 0 | 0
0 | 0 | 0 | 0
0 | 0 | 0 | 0
0 | 0 | 0 | 0
0 | 0 | 0 | 0
0 | 0 | 0 | 0
0 | 0 | 0 | 0
0 | 0 | 0 | 0
0 | 0 | 0 | 0
0 | 0 | 0 | 0
0 | 0 | 0 | 0
0 | 0 | 0 | 0
0 | 0 | 0 | 0
0 | 0 | 0 | 0
0 | 0 | 0 | 0
0 | 0 | 0 | 0
0 | 0 | 0 | 0
0 | 0 | 0 | 0
0 | 0 | 0 | 0
0 | 0 | 0 | 0
0 | 0 | 0 | 0
0 | 0 | 0 | 0
0 | 0 | 0 | 0
0 | 0 | 0 | 0
0 | 0 | 0 | 0
0 | 0 | 0 | 0
0 | 0 | 0 | 0
0 | 0 | 0 | 0
0 | 0 | 0 | 0
0 | 0 | 0 | 0
0 | 0 | 0 | 0
0 | 0 | 0 | 0
0 | 0 | 0 | 0
0 | 0 | 0 | 0
0 | 0 | 0 | 0
0 | 0 | 0 | 0
0 | 0 | 0 | 0
0 | 0 | 0 | 0
0 | 0 | 0 | 0
0 | 0 | 0 | 0
0 | 0 | 0 | 0
0 | 0 | 0 | 0
0 | 0 | 0 | 0
0 | 0 | 0 | 0
0 | 0 | 0 | 0
0 | 0 | 0 | 0
0 | 0 | 0 | 0
0 | 0 | 0 | 0
0 | 0 | 0 | 0
0 | 0 | 0 | 0
0 | 0 | 0 | 0
0 | 0 | 0 | 0
0 | 0 | 0 | 0
0 | 0 | 0 | 0
0 | 0 | 0 | 0
0 | 0 | 0 | 0
0 | 0 | 0 | 0
0 | 0 | 0 | 0
0 | 0 | 0 | 0
0 | 0 | 0 | 0
0 | 0 | 0 | 0
0 | 0 | 0 | 0
0 | 0 | 0 | 0
0 | 0 | 0 | 0
0 | 0 | 0 | 0
0 | 0 | 0 | 0
0 | 0 | 0 | 0
0 | 0 | 0 | 0
0 | 0 | 0 | 0
0 | 0 | 0 | 0
0 | 0 | 0 | 0
0 | 0 | 0 | 0
0 | 0 | 0 | 0
0 | 0 | 0 | 0
0 | 0 | 0 | 0
0 | 0 | 0 | 0
0 | 0 | 0 | 0
0 | 0 | 0 | 0
0 | 0 | 0 | 0
0 | 0 | 0 | 0
0 | 0 | 0 | 0
0 | 0 | 0 | 0
0 | 0 | 0 | 0
0 | 0 | 0 | 0
0 | 0 | 0 | 0
0 | 0 | 0 | 0
0 | 0 | 0 | 0
0 | 0 | 0 | 0
0 | 0 | 0 | 0
0 | 0 | 0 | 0
0 | 0 | 0 | 0
0 | 0 | 0 | 0
0 | 0 | 0 | 0
0 | 0 | 0 | 0
0 | 0 | 0 | 0
0 | 0 | 0 | 0
0 | 0 | 0 | 0
0 | 0 | 0 | 0
0 | 0 | 0 | 0
0 | 0 | 0 | 0
0 | 0 | 0 | 0
0 | 0 | 0 | 0
0 | 0 | 0 | 0
0 | 0 | 0 | 0
0 | 0 | 0 | 0
0 | 0 | 0 | 0
0 | 0 | 0 | 0
0 | 0 | 0 | 0
0 | 0 | 0 | 0
0 | 0 | 0 | 0
0 | 0 | 0 | 0
0 | 0 | 0 | 0
0 | 0 | 0 | 0
0 | 0 | 0 | 0
0 | 0 | 0 | 0
0 | 0 | 0 | 0
0 | 0 | 0 | 0
0 | 0 | 0 | 0
0 | 0 | 0 | 0
0 | 0 | 0 | 0
0 | 0 | 0 | 0
0 | 0 | 0 | 0
0 | 0 | 0 | 0
0 | 0 | 0 | 0
0 | 0 | 0 | 0
0 | 0 | 0 | 0
0 | 0 | 0 | 0
0 | 0 | 0 | 0
0 | 0 | 0 | 0
0 | 0 | 0 | 0
0 | 0 | 0 | 0
0 | 0 | 0 | 0
0 | 0 | 0 | 0
0 | 0 | 0 | 0
0 | 0 | 0 | 0
0 | 0 | 0 | 0
0 | 0 | 0 | 0
0 | 0 | 0 | 0
0 | 0 | 0 | 0
0 | 0 | 0 | 0
0 | 0 | 0 | 0
0 | 0 | 0 | 0
0 | 0 | 0 | 0
0 | 0 | 0 | 0
0 | 0 | 0 | 0
0 | 0 | 0 | 0
0 | 0 | 0 | 0
0 | 0 | 0 | 0
0 | 0 | 0 | 0
0 | 0 | 0 | 0
0 | 0 | 0 | 0
0 | 0 | 0 | 0
0 | 0 | 0 | 0
0 | 0 | 0 | 0
0 | 0 | 0 | 0
0 | 0 | 0 | 0
0 | 0 | 0 | 0
0 | 0 | 0 | 0
0 | 0 | 0 | 0
0 | 0 | 0 | 0
0 | 0 | 0 | 0
0 | 0 | 0 | 0
0 | 0 | 0 | 0
0 | 0 | 0 | 0
0 | 0 | 0 | 0
0 | 0 | 0 | 0
0 | 0 | 0 | 0
0 | 0 | 0 | 0
0 | 0 | 0 | 0
0 | 0 | 0 | 0
0 | 0 | 0 | 0
0 | 0 | 0 | 0
0 | 0 | 0 | 0
0 | 0 | 0 | 0
0 | 0 | 0 | 0
0 | 0 | 0 | 0
0 | 0 | 0 | 0
0 | 0 | 0 | 0
0 | 0 | 0 | 0
0 | 0 | 0 | 0
0 | 0 | 0 | 0
0 | 0 | 0 | 0
0 | 0 | 0 | 0
0 | 0 | 0 | 0
0 | 0 | 0 | 0
0 | 0 | 0 | 0
0 | 0 | 0 | 0
0 | 0 | 0 | 0
0 | 0 | 0 | 0
0 | 0 | 0 | 0
0 | 0 | 0 | 0
0 | 0 | 0 | 0
0 | 0 | 0 | 0
0 | 0 | 0 | 0
0 | 0 | 0 | 0
0 | 0 | 0 | 0
0 | 0 | 0 | 0
0 | 0 | 0 | 0
0 | 0 | 0 | 0
0 | 0 | 0 | 0
0 | 0 | 0 | 0
0 | 0 | 0 | 0
0 | 0 | 0 | 0
0 | 0 | 0 | 0
0 | 0 | 0 | 0
0 | 0 | 0 | 0
0 | 0 | 0 | 0
0 | 0 | 0 | 0
0 | 0 | 0 | 0
0 | 0 | 0 | 0
0 | 0 | 0 | 0
0 | 0 | 0 | 0
0 | 0 | 0 | 0
0 | 0 | 0 | 0
0 | 0 | 0 | 0
0 | 0 | 0 | 0
0 | 0 | 0 | 0
0 | 0 | 0 | 0
0 | 0 | 0 | 0
0 | 0 | 0 | 0
0 | 0 | 0 | 0
0 | 0 | 0 | 0
0 | 0 | 0 | 0
0 | 0 | 0 | 0
0 | 0 | 0 | 0
0 | 0 | 0 | 0
0 | 0 | 0 | 0
0 | 0 | 0 | 0
0 | 0 | 0 | 0
0 | 0 | 0 | 0
0 | 0 | 0 | 0
0 | 0 | 0 | 0
0 | 0 | 0 | 0
0 | 0 | 0 | 0
0 | 0 | 0 | 0
0 | 0 | 0 | 0
0 | 0 | 0 | 0
0 | 0 | 0 | 0
0 | 0 | 0 | 0
0 | 0 | 0 | 0
0 | 0 | 0 | 0
0 | 0 | 0 | 0
0 | 0 | 0 | 0
0 | 0 | 0 | 0
0 | 0 | 0 | 0
0 | 0 | 0 | 0
0 | 0 | 0 | 0
0 | 0 | 0 | 0
0 | 0 | 0 | 0
0 | 0 | 0 | 0
0 | 0 | 0 | 0
0 | 0 | 0 | 0
0 | 0 | 0 | 0
0 | 0 | 0 | 0
0 | 0 | 0 | 0
0 | 0 | 0 | 0
0 | 0 | 0 | 0
0 | 0 | 0 | 0
0 | 0 | 0 | 0
0 | 0 | 0 | 0
0 | 0 | 0 | 0
0 | 0 | 0 | 0
0 | 0 | 0 | 0
0 | 0 | 0 | 0
0 | 0 | 0 | 0
0 | 0 | 0 | 0
0 | 0 | 0 | 0
0 | 0 | 0 | 0
0 | 0 | 0 | 0
0 | 0 | 0 | 0
0 | 0 | 0 | 0
0 | 0 | 0 | 0
0 | 0 | 0 | 0
0 | 0 | 0 | 0
0 | 0 | 0 | 0
0 | 0 | 0 | 0
0 | 0 | 0 | 0
0 | 0 | 0 | 0
0 | 0 | 0 | 0
0 | 0 | 0 | 0
0 | 0 | 0 | 0
0 | 0 | 0 | 0
0 | 0 | 0 | 0
0 | 0 | 0 | 0
0 | 0 | 0 | 0
0 | 0 | 0 | 0
0 | 0 | 0 | 0
0 | 0 | 0 | 0
0 | 0 | 0 | 0
0 | 0 | 0 | 0
0 | 0 | 0 | 0
0 | 0 | 0 | 0
0 | 0 | 0 | 0
0 | 0 | 0 | 0
0 | 0 | 0 | 0
0 | 0 | 0 | 0
0 | 0 | 0 | 0
0 | 0 | 0 | 0
0 | 0 | 0 | 0
0 | 0 | 0 | 0
0 | 0 | 0 | 0
0 | 0 | 0 | 0
0 | 0 | 0 | 0
0 | 0 | 0 | 0
0 | 0 | 0 | 0
0 | 0 | 0 | 0
0 | 0 | 0 | 0
0 | 0 | 0 | 0
0 | 0 | 0 | 0
0 | 0 | 0 | 0
0 | 0 | 0 | 0
0 | 0 | 0 | 0
0 | 0 | 0 | 0
0 | 0 | 0 | 0
0 | 0 | 0 | 0
0 | 0 | 0 | 0
0 | 0 | 0 | 0
0 | 0 | 0 | 0
0 | 0 | 0 | 0
0 | 0 | 0 | 0
0 | 0 | 0 | 0
0 | 0 | 0 | 0
0 | 0 | 0 | 0
0 | 0 | 0 | 0
0 | 0 | 0 | 0
0 | 0 | 0 | 0
0 | 0 | 0 | 0
0 | 0 | 0 | 0
0 | 0 | 0 | 0
0 | 0 | 0 | 0
0 | 0 | 0 | 0
0 | 0 | 0 | 0
0 | 0 | 0 | 0
0 | 0 | 0 | 0
0 | 0 | 0 | 0
0 | 0 | 0 | 0
0 | 0 | 0 | 0
0 | 0 | 0 | 0
0 | 0 | 0 | 0
0 | 0 | 0 | 0
0 | 0 | 0 | 0
0 | 0 | 0 | 0
0 | 0 | 0 | 0
0 | 0 | 0 | 0
0 | 0 | 0 | 0
0 | 0 | 0 | 0
0 | 0 | 0 | 0
0 | 0 | 0 | 0
0 | 0 | 0 | 0
0 | 0 | 0 | 0
0 | 0 | 0 | 0
0 | 0 | 0 | 0
0 | 0 | 0 | 0
0 | 0 | 0 | 0
0 | 0 | 0 | 0
0 | 0 | 0 | 0
0 | 0 | 0 | 0
0 | 0 | 0 | 0
0 | 0 | 0 | 0
0 | 0 | 0 | 0
0 | 0 | 0 | 0
0 | 0 | 0 | 0
0 | 0 | 0 | 0
0 | 0 | 0 | 0
0 | 0 | 0 | 0
0 | 0 | 0 | 0
0 | 0 | 0 | 0
0 | 0 | 0 | 0
0 | 0 | 0 | 0
0 | 0 | 0 | 0
0 | 0 | 0 | 0
0 | 0 | 0 | 0
0 | 0 | 0 | 0
0 | 0 | 0 | 0
0 | 0 | 0 | 0
0 | 0 | 0 | 0
0 | 0 | 0 | 0
0 | 0 | 0 | 0
0 | 0 | 0 | 0
0 | 0 | 0 | 0
0 | 0 | 0 | 0
0 | 0 | 0 | 0
0 | 0 | 0 | 0
0 | 0 | 0 | 0
0 | 0 | 0 | 0
0 | 0 | 0 | 0
0 | 0 | 0 | 0
0 | 0 | 0 | 0
0 | 0 | 0 | 0
0 | 0 | 0 | 0
0 | 0 | 0 | 0
0 | 0 | 0 | 0
0 | 0 | 0 | 0
0 | 0 | 0 | 0
0 | 0 | 0 | 0
0 | 0 | 0 | 0
0 | 0 | 0 | 0
0 | 0 | 0 | 0
0 | 0 | 0 | 0
0 | 0 | 0 | 0
0 | 0 | 0 | 0
0 | 0 | 0 | 0
0 | 0 | 0 | 0
0 | 0 | 0 | 0
0 | 0 | 0 | 0
0 | 0 | 0 | 0
0 | 0 | 0 | 0
0 | 0 | 0 | 0
0 | 0 | 0 | 0
0 | 0 | 0 | 0
0 | 0 | 0 | 0
0 | 0 | 0 | 0
0 | 0 | 0 | 0
0 | 0 | 0 | 0
0 | 0 | 0 | 0
0 | 0 | 0 | 0
0 | 0 | 0 | 0
0 | 0 | 0 | 0
0 | 0 | 0 | 0
0 | 0 | 0 | 0
0 | 0 | 0 | 0
0 | 0 | 0 | 0
0 | 0 | 0 | 0
0 | 0 | 0 | 0
0 | 0 | 0 | 0
0 | 0 | 0 | 0
0 | 0 | 0 | 0
0 | 0 | 0 | 0
0 | 0 | 0 | 0
0 | 0 | 0 | 0
0 | 0 | 0 | 0
0 | 0 | 0 | 0
0 | 0 | 0 | 0
0 | 0 | 0 | 0
0 | 0 | 0 | 0
0 | 0 | 0 | 0
0 | 0 | 0 | 0
0 | 0 | 0 | 0
0 | 0 | 0 | 0
0 | 0 | 0 | 0
0 | 0 | 0 | 0
0 | 0 | 0 | 0
0 | 0 | 0 | 0
0 | 0 | 0 | 0
0 | 0 | 0 | 0
0 | 0 | 0 | 0
0 | 0 | 0 | 0
0 | 0 | 0 | 0
0 | 0 | 0 | 0
0 | 0 | 0 | 0
0 | 0 | 0 | 0
0 | 0 | 0 | 0
0 | 0 | 0 | 0
0 | 0 | 0 | 0
0 | 0 | 0 | 0
0 | 0 | 0 | 0
0 | 0 | 0 | 0
0 | 0 | 0 | 0
0 | 0 | 0 | 0
0 | 0 | 0 | 0
0 | 0 | 0 | 0
0 | 0 | 0 | 0
0 | 0 | 0 | 0
0 | 0 | 0 | 0
0 | 0 | 0 | 0
0 | 0 | 0 | 0
0 | 0 | 0 | 0
0 | 0 | 0 | 0
0 | 0 | 0 | 0
0 | 0 | 0 | 0
0 | 0 | 0 | 0
0 | 0 | 0 | 0
0 | 0 | 0 | 0
0 | 0 | 0 | 0
0 | 0 | 0 | 0
0 | 0 | 0 | 0
0 | 0 | 0 | 0
0 | 0 | 0 | 0
0 | 0 | 0 | 0
0 | 0 | 0 | 0
0 | 0 | 0 | 0
0 | 0 | 0 | 0
0 | 0 | 0 | 0
0 | 0 | 0 | 0
0 | 0 | 0 | 0
0 | 0 | 0 | 0
0 | 0 | 0 | 0
0 | 0 | 0 | 0
0 | 0 | 0 | 0
0 | 0 | 0 | 0
0 | 0 | 0 | 0
0 | 0 | 0 | 0
0 | 0 | 0 | 0
0 | 0 | 0 | 0
0 | 0 | 0 | 0
0 | 0 | 0 | 0
0 | 0 | 0 | 0
0 | 0 | 0 | 0
0 | 0 | 0 | 0
0 | 0 | 0 | 0
0 | 0 | 0 | 0
0 | 0 | 0 | 0
0 | 0 | 0 | 0
0 | 0 | 0 | 0
0 | 0 | 0 | 0
0 | 0 | 0 | 0
0 | 0 | 0 | 0
0 | 0 | 0 | 0
0 | 0 | 0 | 0
0 | 0 | 0 | 0
0 | 0 | 0 | 0
0 | 0 | 0 | 0
0 | 0 | 0 | 0
0 | 0 | 0 | 0
0 | 0 | 0 | 0
0 | 0 | 0 | 0
0 | 0 | 0 | 0
0 | 0 | 0 | 0
0 | 0 | 0 | 0
0 | 0 | 0 | 0
0 | 0 | 0 | 0
0 | 0 | 0 | 0
0 | 0 | 0 | 0
0 | 0 | 0 | 0
0 | 0 | 0 | 0
0 | 0 | 0 | 0
0 | 0 | 0 | 0
0 | 0 | 0 | 0
0 | 0 | 0 | 0
0 | 0 | 0 | 0
0 | 0 | 0 | 0
0 | 0 | 0 | 0
0 | 0 | 0 | 0
0 | 0 | 0 | 0
0 | 0 | 0 | 0
0 | 0 | 0 | 0
0 | 0 | 0 | 0
0 | 0 | 0 | 0
0 | 0 | 0 | 0
0 | 0 | 0 | 0
0 | 0 | 0 | 0
0 | 0 | 0 | 0
0 | 0 | 0 | 0
0 | 0 | 0 | 0
0 | 0 | 0 | 0
0 | 0 | 0 | 0
0 | 0 | 0 | 0
0 | 0 | 0 | 0
0 | 0 | 0 | 0
0 | 0 | 0 | 0
0 | 0 | 0 | 0
0 | 0 | 0 | 0
0 | 0 | 0 | 0
0 | 0 | 0 | 0
0 | 0 | 0 | 0
0 | 0 | 0 | 0
0 | 0 | 0 | 0
0 | 0 | 0 | 0
0 | 0 | 0 | 0
0 | 0 | 0 | 0
0 | 0 | 0 | 0
0 | 0 | 0 | 0
0 | 0 | 0 | 0
0 | 0 | 0 | 0
0 | 0 | 0 | 0
0 | 0 | 0 | 0
0 | 0 | 0 | 0
0 | 0 | 0 | 0
0 | 0 | 0 | 0
0 | 0 | 0 | 0
0 | 0 | 0 | 0
0 | 0 | 0 | 0
0 | 0 | 0 | 0
0 | 0 | 0 | 0
0 | 0 | 0 | 0
0 | 0 | 0 | 0
0 | 0 | 0 | 0
0 | 0 | 0 | 0
0 | 0 | 0 | 0
0 | 0 | 0 | 0
0 | 0 | 0 | 0
0 | 0 | 0 | 0
0 | 0 | 0 | 0
0 | 0 | 0 | 0
0 | 0 | 0 | 0
0 | 0 | 0 | 0
0 | 0 | 0 | 0
0 | 0 | 0 | 0
0 | 0 | 0 | 0
0 | 0 | 0 | 0
0 | 0 | 0 | 0
0 | 0 | 0 | 0
0 | 0 | 0 | 0
0 | 0 | 0 | 0
0 | 0 | 0 | 0
0 | 0 | 0 | 0
0 | 0 | 0 | 0
0 | 0 | 0 | 0
0 | 0 | 0 | 0
0 | 0 | 0 | 0
0 | 0 | 0 | 0
0 | 0 | 0 | 0
0 | 0 | 0 | 0
0 | 0 | 0 | 0
0 | 0 | 0 | 0
0 | 0 | 0 | 0
0 | 0 | 0 | 0
0 | 0 | 0 | 0
0 | 0 | 0 | 0
0 | 0 | 0 | 0
0 | 0 | 0 | 0
0 | 0 | 0 | 0
0 | 0 | 0 | 0
0 | 0 | 0 | 0
0 | 0 | 0 | 0
0 | 0 | 0 | 0
0 | 0 | 0 | 0
0 | 0 | 0 | 0
0 | 0 | 0 | 0
0 | 0 | 0 | 0
0 | 0 | 0 | 0
0 | 0 | 0 | 0
0 | 0 | 0 | 0
0 | 0 | 0 | 0
0 | 0 | 0 | 0
0 | 0 | 0 | 0
0 | 0 | 0 | 0
0 | 0 | 0 | 0
0 | 0 | 0 | 0
0 | 0 | 0 | 0
0 | 0 | 0 | 0
0 | 0 | 0 | 0
0 | 0 | 0 | 0
0 | 0 | 0 | 0
0 | 0 | 0 | 0
0 | 0 | 0 | 0
0 | 0 | 0 | 0
0 | 0 | 0 | 0
0 | 0 | 0 | 0
0 | 0 | 0 | 0
0 | 0 | 0 | 0
0 | 0 | 0 | 0
0 | 0 | 0 | 0
0 | 0 | 0 | 0
0 | 0 | 0 | 0
0 | 0 | 0 | 0
0 | 0 | 0 | 0
0 | 0 | 0 | 0
0 | 0 | 0 | 0
0 | 0 | 0 | 0
0 | 0 | 0 | 0
0 | 0 | 0 | 0
0 | 0 | 0 | 0
0 | 0 | 0 | 0
0 | 0 | 0 | 0
0 | 0 | 0 | 0
0 | 0 | 0 | 0
0 | 0 | 0 | 0
0 | 0 | 0 | 0
0 | 0 | 0 | 0
0 | 0 | 0 | 0
0 | 0 | 0 | 0
0 | 0 | 0 | 0
0 | 0 | 0 | 0
0 | 0 | 0 | 0
0 | 0 | 0 | 0
0 | 0 | 0 | 0
0 | 0 | 0 | 0
0 | 0 | 0 | 0
0 | 0 | 0 | 0
0 | 0 | 0 | 0
0 | 0 | 0 | 0
0 | 0 | 0 | 0
0 | 0 | 0 | 0
0 | 0 | 0 | 0
0 | 0 | 0 | 0
0 | 0 | 0 | 0
0 | 0 | 0 | 0
0 | 0 | 0 | 0
0 | 0 | 0 | 0
0 | 0 | 0 | 0
0 | 0 | 0 | 0
0 | 0 | 0 | 0
0 | 0 | 0 | 0
0 | 0 | 0 | 0
0 | 0 | 0 | 0
0 | 0 | 0 | 0
0 | 0 | 0 | 0
0 | 0 | 0 | 0
0 | 0 | 0 | 0
0 | 0 | 0 | 0
0 | 0 | 0 | 0
0 | 0 | 0 | 0
0 | 0 | 0 | 0
0 | 0 | 0 | 0
0 | 0 | 0 | 0
0 | 0 | 0 | 0
0 | 0 | 0 | 0
0 | 0 | 0 | 0
0 | 0 | 0 | 0
0 | 0 | 0 | 0
0 | 0 | 0 | 0
0 | 0 | 0 | 0
0 | 0 | 0 | 0
0 | 0 | 0 | 0
0 | 0 | 0 | 0
0 | 0 | 0 | 0
0 | 0 | 0 | 0
0 | 0 | 0 | 0
0 | 0 | 0 | 0
0 | 0 | 0 | 0
0 | 0 | 0 | 0
0 | 0 | 0 | 0
0 | 0 | 0 | 0
0 | 0 | 0 | 0
0 | 0 | 0 | 0
0 | 0 | 0 | 0
0 | 0 | 0 | 0
0 | 0 | 0 | 0
0 | 0 | 0 | 0
0 | 0 | 0 | 0
0 | 0 | 0 | 0
0 | 0 | 0 | 0
0 | 0 | 0 | 0
0 | 0 | 0 | 0
0 | 0 | 0 | 0
0 | 0 | 0 | 0
0 | 0 | 0 | 0
0 | 0 | 0 | 0
0 | 0 | 0 | 0
0 | 0 | 0 | 0
0 | 0 | 0 | 0
0 | 0 | 0 | 0
0 | 0 | 0 | 0
0 | 0 | 0 | 0
0 | 0 | 0 | 0
0 | 0 | 0 | 0
0 | 0 | 0 | 0
0 | 0 | 0 | 0
0 | 0 | 0 | 0
0 | 0 | 0 | 0
0 | 0 | 0 | 0
0 | 0 | 0 | 0
0 | 0 | 0 | 0
0 | 0 | 0 | 0
0 | 0 | 0 | 0
0 | 0 | 0 | 0
0 | 0 | 0 | 0
0 | 0 | 0 | 0
0 | 0 | 0 | 0
0 | 0 | 0 | 0
0 | 0 | 0 | 0
0 | 0 | 0 | 0
0 | 0 | 0 | 0
0 | 0 | 0 | 0
0 | 0 | 0 | 0
0 | 0 | 0 | 0
0 | 0 | 0 | 0
0 | 0 | 0 | 0
0 | 0 | 0 | 0
0 | 0 | 0 | 0
0 | 0 | 0 | 0
0 | 0 | 0 | 0
0 | 0 | 0 | 0
0 | 0 | 0 | 0
0 | 0 | 0 | 0
0 | 0 | 0 | 0
0 | 0 | 0 | 0
0 | 0 | 0 | 0
0 | 0 | 0 | 0
0 | 0 | 0 | 0
0 | 0 | 0 | 0
0 | 0 | 0 | 0
0 | 0 | 0 | 0
0 | 0 | 0 | 0
0 | 0 | 0 | 0
0 | 0 | 0 | 0
0 | 0 | 0 | 0
0 | 0 | 0 | 0
0 | 0 | 0 | 0
0 | 0 | 0 | 0
0 | 0 | 0 | 0
0 | 0 | 0 | 0
0 | 0 | 0 | 0
0 | 0 | 0 | 0
0 | 0 | 0 | 0
0 | 0 | 0 | 0
0 | 0 | 0 | 0
0 | 0 | 0 | 0
0 | 0 | 0 | 0
0 | 0 | 0 | 0
0 | 0 | 0 | 0
0 | 0 | 0 | 0
0 | 0 | 0 | 0
0 | 0 | 0 | 0
0 | 0 | 0 | 0
0 | 0 | 0 | 0
0 | 0 | 0 | 0
0 | 0 | 0 | 0
0 | 0 | 0 | 0
0 | 0 | 0 | 0
0 | 0 | 0 | 0
0 | 0 | 0 | 0
0 | 0 | 0 | 0
0 | 0 | 0 | 0
0 | 0 | 0 | 0
0 | 0 | 0 | 0
0 | 0 | 0 | 0
0 | 0 | 0 | 0
0 | 0 | 0 | 0
0 | 0 | 0 | 0
0 | 0 | 0 | 0
0 | 0 | 0 | 0
0 | 0 | 0 | 0
0 | 0 | 0 | 0
0 | 0 | 0 | 0
0 | 0 | 0 | 0
0 | 0 | 0 | 0
0 | 0 | 0 | 0
0 | 0 | 0 | 0
0 | 0 | 0 | 0
0 | 0 | 0 | 0
0 | 0 | 0 | 0
0 | 0 | 0 | 0
0 | 0 | 0 | 0
0 | 0 | 0 | 0
0 | 0 | 0 | 0
0 | 0 | 0 | 0
0 | 0 | 0 | 0
0 | 0 | 0 | 0
0 | 0 | 0 | 0
0 | 0 | 0 | 0
0 | 0 | 0 | 0
0 | 0 | 0 | 0
0 | 0 | 0 | 0
0 | 0 | 0 | 0
0 | 0 | 0 | 0
0 | 0 | 0 | 0
0 | 0 | 0 | 0
0 | 0 | 0 | 0
0 | 0 | 0 | 0
0 | 0 | 0 | 0
0 | 0 | 0 | 0
0 | 0 | 0 | 0
0 | 0 | 0 | 0
0 | 0 | 0 | 0
0 | 0 | 0 | 0
0 | 0 | 0 | 0
0 | 0 | 0 | 0
0 | 0 | 0 | 0
0 | 0 | 0 | 0
0 | 0 | 0 | 0
0 | 0 | 0 | 0
0 | 0 | 0 | 0
0 | 0 | 0 | 0
0 | 0 | 0 | 0
0 | 0 | 0 | 0
0 | 0 | 0 | 0
0 | 0 | 0 | 0
0 | 0 | 0 | 0
0 | 0 | 0 | 0
0 | 0 | 0 | 0
0 | 0 | 0 | 0
0 | 0 | 0 | 0
0 | 0 | 0 | 0
0 | 0 | 0 | 0
0 | 0 | 0 | 0
0 | 0 | 0 | 0
0 | 0 | 0 | 0
0 | 0 | 0 | 0
0 | 0 | 0 | 0
0 | 0 | 0 | 0
0 | 0 | 0 | 0
0 | 0 | 0 | 0
0 | 0 | 0 | 0
0 | 0 | 0 | 0
0 | 0 | 0 | 0
0 | 0 | 0 | 0
0 | 0 | 0 | 0
0 | 0 | 0 | 0
0 | 0 | 0 | 0
0 | 0 | 0 | 0
0 | 0 | 0 | 0
0 | 0 | 0 | 0
0 | 0 | 0 | 0
0 | 0 | 0 | 0
0 | 0 | 0 | 0
0 | 0 | 0 | 0
0 | 0 | 0 | 0
0 | 0 | 0 | 0
0 | 0 | 0 | 0
0 | 0 | 0 | 0
0 | 0 | 0 | 0
0 | 0 | 0 | 0
0 | 0 | 0 | 0
0 | 0 | 0 | 0
0 | 0 | 0 | 0
0 | 0 | 0 | 0
0 | 0 | 0 | 0
0 | 0 | 0 | 0
0 | 0 | 0 | 0
0 | 0 | 0 | 0
0 | 0 | 0 | 0
0 | 0 | 0 | 0
0 | 0 | 0 | 0
0 | 0 | 0 | 0
0 | 0 | 0 | 0
0 | 0 | 0 | 0
0 | 0 | 0 | 0
0 | 0 | 0 | 0
0 | 0 | 0 | 0
0 | 0 | 0 | 0
0 | 0 | 0 | 0
0 | 0 | 0 | 0
0 | 0 | 0 | 0
0 | 0 | 0 | 0
0 | 0 | 0 | 0
0 | 0 | 0 | 0
0 | 0 | 0 | 0
0 | 0 | 0 | 0
0 | 0 | 0 | 0
0 | 0 | 0 | 0
0 | 0 | 0 | 0
0 | 0 | 0 | 0
0 | 0 | 0 | 0
0 | 0 | 0 | 0
0 | 0 | 0 | 0
0 | 0 | 0 | 0
0 | 0 | 0 | 0
0 | 0 | 0 | 0
0 | 0 | 0 | 0
0 | 0 | 0 | 0
0 | 0 | 0 | 0
0 | 0 | 0 | 0
0 | 0 | 0 | 0
0 | 0 | 0 | 0
0 | 0 | 0 | 0
0 | 0 | 0 | 0
0 | 0 | 0 | 0
0 | 0 | 0 | 0
0 | 0 | 0 | 0
0 | 0 | 0 | 0
0 | 0 | 0 | 0
0 | 0 | 0 | 0
0 | 0 | 0 | 0
0 | 0 | 0 | 0
0 | 0 | 0 | 0
0 | 0 | 0 | 0
0 | 0 | 0 | 0
0 | 0 | 0 | 0
0 | 0 | 0 | 0
0 | 0 | 0 | 0
0 | 0 | 0 | 0
0 | 0 | 0 | 0
0 | 0 | 0 | 0
0 | 0 | 0 | 0
0 | 0 | 0 | 0
0 | 0 | 0 | 0
0 | 0 | 0 | 0
0 | 0 | 0 | 0
0 | 0 | 0 | 0
0 | 0 | 0 | 0
0 | 0 | 0 | 0
0 | 0 | 0 | 0
0 | 0 | 0 | 0
0 | 0 | 0 | 0
0 | 0 | 0 | 0
0 | 0 | 0 | 0
0 | 0 | 0 | 0
0 | 0 | 0 | 0
0 | 0 | 0 | 0
0 | 0 | 0 | 0
0 | 0 | 0 | 0
0 | 0 | 0 | 0
0 | 0 | 0 | 0
0 | 0 | 0 | 0
0 | 0 | 0 | 0
0 | 0 | 0 | 0
0 | 0 | 0 | 0
0 | 0 | 0 | 0
0 | 0 | 0 | 0
0 | 0 | 0 | 0
0 | 0 | 0 | 0
0 | 0 | 0 | 0
0 | 0 | 0 | 0
0 | 0 | 0 | 0
0 | 0 | 0 | 0
0 | 0 | 0 | 0
0 | 0 | 0 | 0
0 | 0 | 0 | 0
0 | 0 | 0 | 0
0 | 0 | 0 | 0
0 | 0 | 0 | 0
0 | 0 | 0 | 0
0 | 0 | 0 | 0
0 | 0 | 0 | 0
0 | 0 | 0 | 0
0 | 0 | 0 | 0
0 | 0 | 0 | 0
0 | 0 | 0 | 0
0 | 0 | 0 | 0
0 | 0 | 0 | 0
0 | 0 | 0 | 0
0 | 0 | 0 | 0
0 | 0 | 0 | 0
0 | 0 | 0 | 0
0 | 0 | 0 | 0
0 | 0 | 0 | 0
0 | 0 | 0 | 0
0 | 0 | 0 | 0
0 | 0 | 0 | 0
0 | 0 | 0 | 0
0 | 0 | 0 | 0
0 | 0 | 0 | 0
0 | 0 | 0 | 0
0 | 0 | 0 | 0
0 | 0 | 0 | 0
0 | 0 | 0 | 0
0 | 0 | 0 | 0
0 | 0 | 0 | 0
0 | 0 | 0 | 0
0 | 0 | 0 | 0
0 | 0 | 0 | 0
0 | 0 | 0 | 0
0 | 0 | 0 | 0
0 | 0 | 0 | 0
0 | 0 | 0 | 0
0 | 0 | 0 | 0
0 | 0 | 0 | 0
0 | 0 | 0 | 0
0 | 0 | 0 | 0
0 | 0 | 0 | 0
0 | 0 | 0 | 0
0 | 0 | 0 | 0
0 | 0 | 0 | 0
0 | 0 | 0 | 0
0 | 0 | 0 | 0
0 | 0 | 0 | 0
0 | 0 | 0 | 0
0 | 0 | 0 | 0
0 | 0 | 0 | 0
0 | 0 | 0 | 0
0 | 0 | 0 | 0
0 | 0 | 0 | 0
0 | 0 | 0 | 0
0 | 0 | 0 | 0
0 | 0 | 0 | 0
0 | 0 | 0 | 0
0 | 0 | 0 | 0
0 | 0 | 0 | 0
0 | 0 | 0 | 0
0 | 0 | 0 | 0
0 | 0 | 0 | 0
0 | 0 | 0 | 0
0 | 0 | 0 | 0
0 | 0 | 0 | 0
0 | 0 | 0 | 0
0 | 0 | 0 | 0
0 | 0 | 0 | 0
0 | 0 | 0 | 0
0 | 0 | 0 | 0
0 | 0 | 0 | 0
0 | 0 | 0 | 0
0 | 0 | 0 | 0
0 | 0 | 0 | 0
0 | 0 | 0 | 0
0 | 0 | 0 | 0
0 | 0 | 0 | 0
0 | 0 | 0 | 0
0 | 0 | 0 | 0
0 | 0 | 0 | 0
0 | 0 | 0 | 0
0 | 0 | 0 | 0
0 | 0 | 0 | 0
0 | 0 | 0 | 0
0 | 0 | 0 | 0
0 | 0 | 0 | 0
0 | 0 | 0 | 0
0 | 0 | 0 | 0
0 | 0 | 0 | 0
0 | 0 | 0 | 0
0 | 0 | 0 | 0
0 | 0 | 0 | 0
0 | 0 | 0 | 0
0 | 0 | 0 | 0
0 | 0 | 0 | 0
0 | 0 | 0 | 0
0 | 0 | 0 | 0
0 | 0 | 0 | 0
0 | 0 | 0 | 0
0 | 0 | 0 | 0
0 | 0 | 0 | 0
0 | 0 | 0 | 0
0 | 0 | 0 | 0
0 | 0 | 0 | 0
0 | 0 | 0 | 0
0 | 0 | 0 | 0
0 | 0 | 0 | 0
0 | 0 | 0 | 0
0 | 0 | 0 | 0
0 | 0 | 0 | 0
0 | 0 | 0 | 0
0 | 0 | 0 | 0
0 | 0 | 0 | 0
0 | 0 | 0 | 0
0 | 0 | 0 | 0
0 | 0 | 0 | 0
0 | 0 | 0 | 0
0 | 0 | 0 | 0
0 | 0 | 0 | 0
0 | 0 | 0 | 0
0 | 0 | 0 | 0
0 | 0 | 0 | 0
0 | 0 | 0 | 0
0 | 0 | 0 | 0
0 | 0 | 0 | 0
0 | 0 | 0 | 0
0 | 0 | 0 | 0
0 | 0 | 0 | 0
0 | 0 | 0 | 0
0 | 0 | 0 | 0
0 | 0 | 0 | 0
0 | 0 | 0 | 0
0 | 0 | 0 | 0
0 | 0 | 0 | 0
0 | 0 | 0 | 0
0 | 0 | 0 | 0
0 | 0 | 0 | 0
0 | 0 | 0 | 0
0 | 0 | 0 | 0
0 | 0 | 0 | 0
0 | 0 | 0 | 0
0 | 0 | 0 | 0
0 | 0 | 0 | 0
0 | 0 | 0 | 0
0 | 0 | 0 | 0
0 | 0 | 0 | 0
0 | 0 | 0 | 0
0 | 0 | 0 | 0
0 | 0 | 0 | 0
0 | 0 | 0 | 0
0 | 0 | 0 | 0
0 | 0 | 0 | 0
0 | 0 | 0 | 0
0 | 0 | 0 | 0
0 | 0 | 0 | 0
0 | 0 | 0 | 0
0 | 0 | 0 | 0
0 | 0 | 0 | 0
0 | 0 | 0 | 0
0 | 0 | 0 | 0
0 | 0 | 0 | 0
0 | 0 | 0 | 0
0 | 0 | 0 | 0
0 | 0 | 0 | 0
0 | 0 | 0 | 0
0 | 0 | 0 | 0
0 | 0 | 0 | 0
0 | 0 | 0 | 0
0 | 0 | 0 | 0
0 | 0 | 0 | 0
0 | 0 | 0 | 0
0 | 0 | 0 | 0
0 | 0 | 0 | 0
0 | 0 | 0 | 0
0 | 0 | 0 | 0
0 | 0 | 0 | 0
0 | 0 | 0 | 0
0 | 0 | 0 | 0
0 | 0 | 0 | 0
0 | 0 | 0 | 0
0 | 0 | 0 | 0
0 | 0 | 0 | 0
0 | 0 | 0 | 0
0 | 0 | 0 | 0
0 | 0 | 0 | 0
0 | 0 | 0 | 0
0 | 0 | 0 | 0
0 | 0 | 0 | 0
0 | 0 | 0 | 0
0 | 0 | 0 | 0
0 | 0 | 0 | 0
0 | 0 | 0 | 0
0 | 0 | 0 | 0
0 | 0 | 0 | 0
0 | 0 | 0 | 0
0 | 0 | 0 | 0
0 | 0 | 0 | 0
0 | 0 | 0 | 0
0 | 0 | 0 | 0
0 | 0 | 0 | 0
0 | 0 | 0 | 0
0 | 0 | 0 | 0
0 | 0 | 0 | 0
0 | 0 | 0 | 0
0 | 0 | 0 | 0
0 | 0 | 0 | 0
0 | 0 | 0 | 0
0 | 0 | 0 | 0
0 | 0 | 0 | 0
0 | 0 | 0 | 0
0 | 0 | 0 | 0
0 | 0 | 0 | 0
0 | 0 | 0 | 0
0 | 0 | 0 | 0
0 | 0 | 0 | 0
0 | 0 | 0 | 0
0 | 0 | 0 | 0
0 | 0 | 0 | 0
0 | 0 | 0 | 0
0 | 0 | 0 | 0
0 | 0 | 0 | 0
0 | 0 | 0 | 0
0 | 0 | 0 | 0
0 | 0 | 0 | 0
0 | 0 | 0 | 0
0 | 0 | 0 | 0
0 | 0 | 0 | 0
0 | 0 | 0 | 0
0 | 0 | 0 | 0
0 | 0 | 0 | 0
0 | 0 | 0 | 0
0 | 0 | 0 | 0
0 | 0 | 0 | 0
0 | 0 | 0 | 0
0 | 0 | 0 | 0
0 | 0 | 0 | 0
0 | 0 | 0 | 0
0 | 0 | 0 | 0
0 | 0 | 0 | 0
0 | 0 | 0 | 0
0 | 0 | 0 | 0
0 | 0 | 0 | 0
0 | 0 | 0 | 0
0 | 0 | 0 | 0
0 | 0 | 0 | 0
0 | 0 | 0 | 0
0 | 0 | 0 | 0
0 | 0 | 0 | 0
0 | 0 | 0 | 0
0 | 0 | 0 | 0
0 | 0 | 0 | 0
0 | 0 | 0 | 0
0 | 0 | 0 | 0
0 | 0 | 0 | 0
0 | 0 | 0 | 0
0 | 0 | 0 | 0
0 | 0 | 0 | 0
0 | 0 | 0 | 0
0 | 0 | 0 | 0
0 | 0 | 0 | 0
0 | 0 | 0 | 0
0 | 0 | 0 | 0
0 | 0 | 0 | 0
0 | 0 | 0 | 0
0 | 0 | 0 | 0
0 | 0 | 0 | 0
0 | 0 | 0 | 0
0 | 0 | 0 | 0
0 | 0 | 0 | 0
0 | 0 | 0 | 0
0 | 0 | 0 | 0
0 | 0 | 0 | 0
0 | 0 | 0 | 0
0 | 0 | 0 | 0
0 | 0 | 0 | 0
0 | 0 | 0 | 0
0 | 0 | 0 | 0
0 | 0 | 0 | 0
0 | 0 | 0 | 0
0 | 0 | 0 | 0
0 | 0 | 0 | 0
0 | 0 | 0 | 0
0 | 0 | 0 | 0
0 | 0 | 0 | 0
0 | 0 | 0 | 0
0 | 0 | 0 | 0
0 | 0 | 0 | 0
0 | 0 | 0 | 0
0 | 0 | 0 | 0
0 | 0 | 0 | 0
0 | 0 | 0 | 0
0 | 0 | 0 | 0
0 | 0 | 0 | 0
0 | 0 | 0 | 0
0 | 0 | 0 | 0
0 | 0 | 0 | 0
0 | 0 | 0 | 0
0 | 0 | 0 | 0
0 | 0 | 0 | 0
0 | 0 | 0 | 0
0 | 0 | 0 | 0
0 | 0 | 0 | 0
0 | 0 | 0 | 0
0 | 0 | 0 | 0
0 | 0 | 0 | 0
0 | 0 | 0 | 0
0 | 0 | 0 | 0
0 | 0 | 0 | 0
0 | 0 | 0 | 0
0 | 0 | 0 | 0
0 | 0 | 0 | 0
0 | 0 | 0 | 0
0 | 0 | 0 | 0
0 | 0 | 0 | 0
0 | 0 | 0 | 0
0 | 0 | 0 | 0
0 | 0 | 0 | 0
0 | 0 | 0 | 0
0 | 0 | 0 | 0
0 | 0 | 0 | 0
0 | 0 | 0 | 0
0 | 0 | 0 | 0
0 | 0 | 0 | 0
0 | 0 | 0 | 0
0 | 0 | 0 | 0
0 | 0 | 0 | 0
0 | 0 | 0 | 0
0 | 0 | 0 | 0
0 | 0 | 0 | 0
0 | 0 | 0 | 0
0 | 0 | 0 | 0
0 | 0 | 0 | 0
0 | 0 | 0 | 0
0 | 0 | 0 | 0
0 | 0 | 0 | 0
0 | 0 | 0 | 0
0 | 0 | 0 | 0
0 | 0 | 0 | 0
0 | 0 | 0 | 0
0 | 0 | 0 | 0
0 | 0 | 0 | 0
0 | 0 | 0 | 0
0 | 0 | 0 | 0
0 | 0 | 0 | 0
0 | 0 | 0 | 0
0 | 0 | 0 | 0
0 | 0 | 0 | 0
0 | 0 | 0 | 0
0 | 0 | 0 | 0
0 | 0 | 0 | 0
0 | 0 | 0 | 0
0 | 0 | 0 | 0
0 | 0 | 0 | 0
0 | 0 | 0 | 0
0 | 0 | 0 | 0
0 | 0 | 0 | 0
0 | 0 | 0 | 0
0 | 0 | 0 | 0
0 | 0 | 0 | 0
0 | 0 | 0 | 0
0 | 0 | 0 | 0
0 | 0 | 0 | 0
0 | 0 | 0 | 0
0 | 0 | 0 | 0
0 | 0 | 0 | 0
0 | 0 | 0 | 0
0 | 0 | 0 | 0
0 | 0 | 0 | 0
0 | 0 | 0 | 0
0 | 0 | 0 | 0
0 | 0 | 0 | 0
0 | 0 | 0 | 0
0 | 0 | 0 | 0
0 | 0 | 0 | 0
0 | 0 | 0 | 0
0 | 0 | 0 | 0
0 | 0 | 0 | 0
0 | 0 | 0 | 0
0 | 0 | 0 | 0
0 | 0 | 0 | 0
0 | 0 | 0 | 0
0 | 0 | 0 | 0
0 | 0 | 0 | 0
0 | 0 | 0 | 0
0 | 0 | 0 | 0
0 | 0 | 0 | 0
0 | 0 | 0 | 0
0 | 0 | 0 | 0
0 | 0 | 0 | 0
0 | 0 | 0 | 0
0 | 0 | 0 | 0
0 | 0 | 0 | 0
0 | 0 | 0 | 0
0 | 0 | 0 | 0
0 | 0 | 0 | 0
0 | 0 | 0 | 0
0 | 0 | 0 | 0
0 | 0 | 0 | 0
0 | 0 | 0 | 0
0 | 0 | 0 | 0
0 | 0 | 0 | 0
0 | 0 | 0 | 0
0 | 0 | 0 | 0
0 | 0 | 0 | 0
0 | 0 | 0 | 0
0 | 0 | 0 | 0
0 | 0 | 0 | 0
0 | 0 | 0 | 0
0 | 0 | 0 | 0
0 | 0 | 0 | 0
0 | 0 | 0 | 0
0 | 0 | 0 | 0
0 | 0 | 0 | 0
0 | 0 | 0 | 0
0 | 0 | 0 | 0
0 | 0 | 0 | 0
0 | 0 | 0 | 0
0 | 0 | 0 | 0
0 | 0 | 0 | 0
0 | 0 | 0 | 0
0 | 0 | 0 | 0
0 | 0 | 0 | 0
0 | 0 | 0 | 0
0 | 0 | 0 | 0
0 | 0 | 0 | 0
0 | 0 | 0 | 0
0 | 0 | 0 | 0
0 | 0 | 0 | 0
0 | 0 | 0 | 0
0 | 0 | 0 | 0
0 | 0 | 0 | 0
0 | 0 | 0 | 0
0 | 0 | 0 | 0
0 | 0 | 0 | 0
0 | 0 | 0 | 0
0 | 0 | 0 | 0
0 | 0 | 0 | 0
0 | 0 | 0 | 0
0 | 0 | 0 | 0
0 | 0 | 0 | 0
0 | 0 | 0 | 0
0 | 0 | 0 | 0
0 | 0 | 0 | 0
0 | 0 | 0 | 0
0 | 0 | 0 | 0
0 | 0 | 0 | 0
0 | 0 | 0 | 0
0 | 0 | 0 | 0
0 | 0 | 0 | 0
0 | 0 | 0 | 0
0 | 0 | 0 | 0
0 | 0 | 0 | 0
0 | 0 | 0 | 0
0 | 0 | 0 | 0
0 | 0 | 0 | 0
0 | 0 | 0 | 0
0 | 0 | 0 | 0
0 | 0 | 0 | 0
0 | 0 | 0 | 0
0 | 0 | 0 | 0
0 | 0 | 0 | 0
0 | 0 | 0 | 0
0 | 0 | 0 | 0
0 | 0 | 0 | 0
0 | 0 | 0 | 0
0 | 0 | 0 | 0
0 | 0 | 0 | 0
0 | 0 | 0 | 0
0 | 0 | 0 | 0
0 | 0 | 0 | 0
0 | 0 | 0 | 0
0 | 0 | 0 | 0
0 | 0 | 0 | 0
0 | 0 | 0 | 0
0 | 0 | 0 | 0
0 | 0 | 0 | 0
0 | 0 | 0 | 0
0 | 0 | 0 | 0
0 | 0 | 0 | 0
0 | 0 | 0 | 0
0 | 0 | 0 | 0
0 | 0 | 0 | 0
0 | 0 | 0 | 0
0 | 0 | 0 | 0
0 | 0 | 0 | 0
0 | 0 | 0 | 0
0 | 0 | 0 | 0
0 | 0 | 0 | 0
0 | 0 | 0 | 0
0 | 0 | 0 | 0
0 | 0 | 0 | 0
0 | 0 | 0 | 0
0 | 0 | 0 | 0
0 | 0 | 0 | 0
0 | 0 | 0 | 0
0 | 0 | 0 | 0
0 | 0 | 0 | 0
0 | 0 | 0 | 0
0 | 0 | 0 | 0
0 | 0 | 0 | 0
0 | 0 | 0 | 0
0 | 0 | 0 | 0
0 | 0 | 0 | 0
0 | 0 | 0 | 0
0 | 0 | 0 | 0
0 | 0 | 0 | 0
0 | 0 | 0 | 0
0 | 0 | 0 | 0
0 | 0 | 0 | 0
0 | 0 | 0 | 0
0 | 0 | 0 | 0
0 | 0 | 0 | 0
0 | 0 | 0 | 0
0 | 0 | 0 | 0
0 | 0 | 0 | 0
0 | 0 | 0 | 0
0 | 0 | 0 | 0
0 | 0 | 0 | 0
0 | 0 | 0 | 0
0 | 0 | 0 | 0
0 | 0 | 0 | 0
0 | 0 | 0 | 0
0 | 0 | 0 | 0
0 | 0 | 0 | 0
0 | 0 | 0 | 0
0 | 0 | 0 | 0
0 | 0 | 0 | 0
0 | 0 | 0 | 0
0 | 0 | 0 | 0
0 | 0 | 0 | 0
0 | 0 | 0 | 0
0 | 0 | 0 | 0
0 | 0 | 0 | 0
0 | 0 | 0 | 0
0 | 0 | 0 | 0
0 | 0 | 0 | 0
0 | 0 | 0 | 0
0 | 0 | 0 | 0
0 | 0 | 0 | 0
0 | 0 | 0 | 0
0 | 0 | 0 | 0
0 | 0 | 0 | 0
0 | 0 | 0 | 0
0 | 0 | 0 | 0
0 | 0 | 0 | 0
0 | 0 | 0 | 0
0 | 0 | 0 | 0
0 | 0 | 0 | 0
0 | 0 | 0 | 0
0 | 0 | 0 | 0
0 | 0 | 0 | 0
0 | 0 | 0 | 0
0 | 0 | 0 | 0
0 | 0 | 0 | 0
0 | 0 | 0 | 0
0 | 0 | 0 | 0
0 | 0 | 0 | 0
0 | 0 | 0 | 0
0 | 0 | 0 | 0
0 | 0 | 0 | 0
0 | 0 | 0 | 0
0 | 0 | 0 | 0
0 | 0 | 0 | 0
0 | 0 | 0 | 0
0 | 0 | 0 | 0
0 | 0 | 0 | 0
0 | 0 | 0 | 0
0 | 0 | 0 | 0
0 | 0 | 0 | 0
0 | 0 | 0 | 0
0 | 0 | 0 | 0
0 | 0 | 0 | 0
0 | 0 | 0 | 0
0 | 0 | 0 | 0
0 | 0 | 0 | 0
0 | 0 | 0 | 0
0 | 0 | 0 | 0
0 | 0 | 0 | 0
0 | 0 | 0 | 0
0 | 0 | 0 | 0
0 | 0 | 0 | 0
0 | 0 | 0 | 0
0 | 0 | 0 | 0
0 | 0 | 0 | 0
0 | 0 | 0 | 0
0 | 0 | 0 | 0
0 | 0 | 0 | 0
0 | 0 | 0 | 0
0 | 0 | 0 | 0
0 | 0 | 0 | 0
0 | 0 | 0 | 0
0 | 0 | 0 | 0
0 | 0 | 0 | 0
0 | 0 | 0 | 0
0 | 0 | 0 | 0
0 | 0 | 0 | 0
0 | 0 | 0 | 0
0 | 0 | 0 | 0
0 | 0 | 0 | 0
0 | 0 | 0 | 0
0 | 0 | 0 | 0
0 | 0 | 0 | 0
0 | 0 | 0 | 0
0 | 0 | 0 | 0
0 | 0 | 0 | 0
0 | 0 | 0 | 0
0 | 0 | 0 | 0
0 | 0 | 0 | 0
0 | 0 | 0 | 0
0 | 0 | 0 | 0
0 | 0 | 0 | 0
0 | 0 | 0 | 0
0 | 0 | 0 | 0
0 | 0 | 0 | 0
0 | 0 | 0 | 0
0 | 0 | 0 | 0
0 | 0 | 0 | 0
0 | 0 | 0 | 0
0 | 0 | 0 | 0
0 | 0 | 0 | 0
0 | 0 | 0 | 0
0 | 0 | 0 | 0
0 | 0 | 0 | 0
0 | 0 | 0 | 0
0 | 0 | 0 | 0
0 | 0 | 0 | 0
0 | 0 | 0 | 0
0 | 0 | 0 | 0
0 | 0 | 0 | 0
0 | 0 | 0 | 0
0 | 0 | 0 | 0
0 | 0 | 0 | 0
0 | 0 | 0 | 0
0 | 0 | 0 | 0
0 | 0 | 0 | 0
0 | 0 | 0 | 0
0 | 0 | 0 | 0
0 | 0 | 0 | 0
0 | 0 | 0 | 0
0 | 0 | 0 | 0
0 | 0 | 0 | 0
0 | 0 | 0 | 0
0 | 0 | 0 | 0
0 | 0 | 0 | 0
0 | 0 | 0 | 0
0 | 0 | 0 | 0
0 | 0 | 0 | 0
0 | 0 | 0 | 0
0 | 0 | 0 | 0
0 | 0 | 0 | 0
0 | 0 | 0 | 0
0 | 0 | 0 | 0
0 | 0 | 0 | 0
0 | 0 | 0 | 0
0 | 0 | 0 | 0
0 | 0 | 0 | 0
0 | 0 | 0 | 0
0 | 0 | 0 | 0
0 | 0 | 0 | 0
0 | 0 | 0 | 0
0 | 0 | 0 | 0
0 | 0 | 0 | 0
0 | 0 | 0 | 0
0 | 0 | 0 | 0
0 | 0 | 0 | 0
0 | 0 | 0 | 0
0 | 0 | 0 | 0
0 | 0 | 0 | 0
0 | 0 | 0 | 0
0 | 0 | 0 | 0
0 | 0 | 0 | 0
0 | 0 | 0 | 0
0 | 0 | 0 | 0
0 | 0 | 0 | 0
0 | 0 | 0 | 0
0 | 0 | 0 | 0
0 | 0 | 0 | 0
0 | 0 | 0 | 0
0 | 0 | 0 | 0
0 | 0 | 0 | 0
0 | 0 | 0 | 0
0 | 0 | 0 | 0
0 | 0 | 0 | 0
0 | 0 | 0 | 0
0 | 0 | 0 | 0
0 | 0 | 0 | 0
0 | 0 | 0 | 0
0 | 0 | 0 | 0
0 | 0 | 0 | 0
0 | 0 | 0 | 0
0 | 0 | 0 | 0
0 | 0 | 0 | 0
0 | 0 | 0 | 0
0 | 0 | 0 | 0
0 | 0 | 0 | 0
0 | 0 | 0 | 0
0 | 0 | 0 | 0
0 | 0 | 0 | 0
0 | 0 | 0 | 0
0 | 0 | 0 | 0
0 | 0 | 0 | 0
0 | 0 | 0 | 0
0 | 0 | 0 | 0
0 | 0 | 0 | 0
0 | 0 | 0 | 0
0 | 0 | 0 | 0
0 | 0 | 0 | 0
0 | 0 | 0 | 0
0 | 0 | 0 | 0
0 | 0 | 0 | 0
0 | 0 | 0 | 0
0 | 0 | 0 | 0
0 | 0 | 0 | 0
0 | 0 | 0 | 0
0 | 0 | 0 | 0
0 | 0 | 0 | 0
0 | 0 | 0 | 0
0 | 0 | 0 | 0
0 | 0 | 0 | 0
0 | 0 | 0 | 0
0 | 0 | 0 | 0
0 | 0 | 0 | 0
0 | 0 | 0 | 0
0 | 0 | 0 | 0
0 | 0 | 0 | 0
0 | 0 | 0 | 0
0 | 0 | 0 | 0
0 | 0 | 0 | 0
0 | 0 | 0 | 0
0 | 0 | 0 | 0
0 | 0 | 0 | 0
0 | 0 | 0 | 0
0 | 0 | 0 | 0
0 | 0 | 0 | 0
0 | 0 | 0 | 0
0 | 0 | 0 | 0
0 | 0 | 0 | 0
0 | 0 | 0 | 0
0 | 0 | 0 | 0
0 | 0 | 0 | 0
0 | 0 | 0 | 0
0 | 0 | 0 | 0
0 | 0 | 0 | 0
0 | 0 | 0 | 0
0 | 0 | 0 | 0
0 | 0 | 0 | 0
0 | 0 | 0 | 0
0 | 0 | 0 | 0
0 | 0 | 0 | 0
0 | 0 | 0 | 0
0 | 0 | 0 | 0
0 | 0 | 0 | 0
0 | 0 | 0 | 0
0 | 0 | 0 | 0
0 | 0 | 0 | 0
0 | 0 | 0 | 0
0 | 0 | 0 | 0
0 | 0 | 0 | 0
0 | 0 | 0 | 0
0 | 0 | 0 | 0
0 | 0 | 0 | 0
0 | 0 | 0 | 0
0 | 0 | 0 | 0
0 | 0 | 0 | 0
0 | 0 | 0 | 0
0 | 0 | 0 | 0
0 | 0 | 0 | 0
0 | 0 | 0 | 0
0 | 0 | 0 | 0
0 | 0 | 0 | 0
0 | 0 | 0 | 0
0 | 0 | 0 | 0
0 | 0 | 0 | 0
0 | 0 | 0 | 0
0 | 0 | 0 | 0
0 | 0 | 0 | 0
0 | 0 | 0 | 0
0 | 0 | 0 | 0
0 | 0 | 0 | 0
0 | 0 | 0 | 0
0 | 0 | 0 | 0
0 | 0 | 0 | 0
0 | 0 | 0 | 0
0 | 0 | 0 | 0
0 | 0 | 0 | 0
0 | 0 | 0 | 0
0 | 0 | 0 | 0
0 | 0 | 0 | 0
0 | 0 | 0 | 0
0 | 0 | 0 | 0
0 | 0 | 0 | 0
0 | 0 | 0 | 0
0 | 0 | 0 | 0
0 | 0 | 0 | 0
0 | 0 | 0 | 0
0 | 0 | 0 | 0
0 | 0 | 0 | 0
0 | 0 | 0 | 0
0 | 0 | 0 | 0
0 | 0 | 0 | 0
0 | 0 | 0 | 0
0 | 0 | 0 | 0
0 | 0 | 0 | 0
0 | 0 | 0 | 0
0 | 0 | 0 | 0
0 | 0 | 0 | 0
0 | 0 | 0 | 0
0 | 0 | 0 | 0
0 | 0 | 0 | 0
0 | 0 | 0 | 0
0 | 0 | 0 | 0
0 | 0 | 0 | 0
0 | 0 | 0 | 0
0 | 0 | 0 | 0
0 | 0 | 0 | 0
0 | 0 | 0 | 0
0 | 0 | 0 | 0
0 | 0 | 0 | 0
0 | 0 | 0 | 0
0 | 0 | 0 | 0
0 | 0 | 0 | 0
0 | 0 | 0 | 0
0 | 0 | 0 | 0
0 | 0 | 0 | 0
0 | 0 | 0 | 0
0 | 0 | 0 | 0
0 | 0 | 0 | 0
0 | 0 | 0 | 0
0 | 0 | 0 | 0
0 | 0 | 0 | 0
0 | 0 | 0 | 0
0 | 0 | 0 | 0
0 | 0 | 0 | 0
0 | 0 | 0 | 0
0 | 0 | 0 | 0
0 | 0 | 0 | 0
0 | 0 | 0 | 0
0 | 0 | 0 | 0
0 | 0 | 0 | 0
0 | 0 | 0 | 0
0 | 0 | 0 | 0
0 | 0 | 0 | 0
0 | 0 | 0 | 0
0 | 0 | 0 | 0
0 | 0 | 0 | 0
0 | 0 | 0 | 0
0 | 0 | 0 | 0
0 | 0 | 0 | 0
0 | 0 | 0 | 0
0 | 0 | 0 | 0
0 | 0 | 0 | 0
0 | 0 | 0 | 0
0 | 0 | 0 | 0
0 | 0 | 0 | 0
0 | 0 | 0 | 0
0 | 0 | 0 | 0
0 | 0 | 0 | 0
0 | 0 | 0 | 0
0 | 0 | 0 | 0
0 | 0 | 0 | 0
0 | 0 | 0 | 0
0 | 0 | 0 | 0
0 | 0 | 0 | 0
0 | 0 | 0 | 0
0 | 0 | 0 | 0
0 | 0 | 0 | 0
0 | 0 | 0 | 0
0 | 0 | 0 | 0
0 | 0 | 0 | 0
0 | 0 | 0 | 0
0 | 0 | 0 | 0
0 | 0 | 0 | 0
0 | 0 | 0 | 0
0 | 0 | 0 | 0
0 | 0 | 0 | 0
0 | 0 | 0 | 0
0 | 0 | 0 | 0
0 | 0 | 0 | 0
0 | 0 | 0 | 0
0 | 0 | 0 | 0
0 | 0 | 0 | 0
0 | 0 | 0 | 0
0 | 0 | 0 | 0
0 | 0 | 0 | 0
0 | 0 | 0 | 0
0 | 0 | 0 | 0
0 | 0 | 0 | 0
0 | 0 | 0 | 0
0 | 0 | 0 | 0
0 | 0 | 0 | 0
0 | 0 | 0 | 0
0 | 0 | 0 | 0
0 | 0 | 0 | 0
0 | 0 | 0 | 0
0 | 0 | 0 | 0
0 | 0 | 0 | 0
0 | 0 | 0 | 0
0 | 0 | 0 | 0
0 | 0 | 0 | 0
0 | 0 | 0 | 0
0 | 0 | 0 | 0
0 | 0 | 0 | 0
0 | 0 | 0 | 0
0 | 0 | 0 | 0
0 | 0 | 0 | 0
0 | 0 | 0 | 0
0 | 0 | 0 | 0
0 | 0 | 0 | 0
0 | 0 | 0 | 0
0 | 0 | 0 | 0
0 | 0 | 0 | 0
0 | 0 | 0 | 0
0 | 0 | 0 | 0
0 | 0 | 0 | 0
0 | 0 | 0 | 0
0 | 0 | 0 | 0
0 | 0 | 0 | 0
0 | 0 | 0 | 0
0 | 0 | 0 | 0
0 | 0 | 0 | 0
0 | 0 | 0 | 0
0 | 0 | 0 | 0
0 | 0 | 0 | 0
0 | 0 | 0 | 0
0 | 0 | 0 | 0
0 | 0 | 0 | 0
0 | 0 | 0 | 0
0 | 0 | 0 | 0
0 | 0 | 0 | 0
0 | 0 | 0 | 0
0 | 0 | 0 | 0
0 | 0 | 0 | 0
0 | 0 | 0 | 0
0 | 0 | 0 | 0
0 | 0 | 0 | 0
0 | 0 | 0 | 0
0 | 0 | 0 | 0
0 | 0 | 0 | 0
0 | 0 | 0 | 0
0 | 0 | 0 | 0
0 | 0 | 0 | 0
0 | 0 | 0 | 0
0 | 0 | 0 | 0
0 | 0 | 0 | 0
0 | 0 | 0 | 0
0 | 0 | 0 | 0
0 | 0 | 0 | 0
0 | 0 | 0 | 0
0 | 0 | 0 | 0
0 | 0 | 0 | 0
0 | 0 | 0 | 0
0 | 0 | 0 | 0
0 | 0 | 0 | 0
0 | 0 | 0 | 0
0 | 0 | 0 | 0
0 | 0 | 0 | 0
0 | 0 | 0 | 0
0 | 0 | 0 | 0
0 | 0 | 0 | 0
0 | 0 | 0 | 0
0 | 0 | 0 | 0
0 | 0 | 0 | 0
0 | 0 | 0 | 0
0 | 0 | 0 | 0
0 | 0 | 0 | 0
0 | 0 | 0 | 0
0 | 0 | 0 | 0
0 | 0 | 0 | 0
0 | 0 | 0 | 0
0 | 0 | 0 | 0
0 | 0 | 0 | 0
0 | 0 | 0 | 0
0 | 0 | 0 | 0
0 | 0 | 0 | 0
0 | 0 | 0 | 0
0 | 0 | 0 | 0
0 | 0 | 0 | 0
0 | 0 | 0 | 0
0 | 0 | 0 | 0
0 | 0 | 0 | 0
0 | 0 | 0 | 0
0 | 0 | 0 | 0
0 | 0 | 0 | 0
0 | 0 | 0 | 0
0 | 0 | 0 | 0
0 | 0 | 0 | 0
0 | 0 | 0 | 0
0 | 0 | 0 | 0
0 | 0 | 0 | 0
0 | 0 | 0 | 0
0 | 0 | 0 | 0
0 | 0 | 0 | 0
0 | 0 | 0 | 0
0 | 0 | 0 | 0
0 | 0 | 0 | 0
0 | 0 | 0 | 0
0 | 0 | 0 | 0
0 | 0 | 0 | 0
0 | 0 | 0 | 0
0 | 0 | 0 | 0
0 | 0 | 0 | 0
0 | 0 | 0 | 0
0 | 0 | 0 | 0
0 | 0 | 0 | 0
0 | 0 | 0 | 0
0 | 0 | 0 | 0
0 | 0 | 0 | 0
0 | 0 | 0 | 0
0 | 0 | 0 | 0
0 | 0 | 0 | 0
0 | 0 | 0 | 0
0 | 0 | 0 | 0
0 | 0 | 0 | 0
0 | 0 | 0 | 0
0 | 0 | 0 | 0
0 | 0 | 0 | 0
0 | 0 | 0 | 0
0 | 0 | 0 | 0
0 | 0 | 0 | 0
0 | 0 | 0 | 0
0 | 0 | 0 | 0
0 | 0 | 0 | 0
0 | 0 | 0 | 0
0 | 0 | 0 | 0
0 | 0 | 0 | 0
0 | 0 | 0 | 0
0 | 0 | 0 | 0
0 | 0 | 0 | 0
0 | 0 | 0 | 0
0 | 0 | 0 | 0
0 | 0 | 0 | 0
0 | 0 | 0 | 0
0 | 0 | 0 | 0
0 | 0 | 0 | 0
0 | 0 | 0 | 0
0 | 0 | 0 | 0
0 | 0 | 0 | 0
0 | 0 | 0 | 0
0 | 0 | 0 | 0
0 | 0 | 0 | 0
0 | 0 | 0 | 0
0 | 0 | 0 | 0
0 | 0 | 0 | 0
0 | 0 | 0 | 0
0 | 0 | 0 | 0
0 | 0 | 0 | 0
0 | 0 | 0 | 0
0 | 0 | 0 | 0
0 | 0 | 0 | 0
0 | 0 | 0 | 0
0 | 0 | 0 | 0
0 | 0 | 0 | 0
0 | 0 | 0 | 0
0 | 0 | 0 | 0
0 | 0 | 0 | 0
0 | 0 | 0 | 0
0 | 0 | 0 | 0
0 | 0 | 0 | 0
0 | 0 | 0 | 0
0 | 0 | 0 | 0
0 | 0 | 0 | 0
0 | 0 | 0 | 0
0 | 0 | 0 | 0
0 | 0 | 0 | 0
0 | 0 | 0 | 0
0 | 0 | 0 | 0
0 | 0 | 0 | 0
0 | 0 | 0 | 0
0 | 0 | 0 | 0
0 | 0 | 0 | 0
0 | 0 | 0 | 0
0 | 0 | 0 | 0
0 | 0 | 0 | 0
0 | 0 | 0 | 0
0 | 0 | 0 | 0
0 | 0 | 0 | 0
0 | 0 | 0 | 0
0 | 0 | 0 | 0
0 | 0 | 0 | 0
0 | 0 | 0 | 0
0 | 0 | 0 | 0
0 | 0 | 0 | 0
0 | 0 | 0 | 0
0 | 0 | 0 | 0
0 | 0 | 0 | 0
0 | 0 | 0 | 0
0 | 0 | 0 | 0
0 | 0 | 0 | 0
0 | 0 | 0 | 0
0 | 0 | 0 | 0
0 | 0 | 0 | 0
0 | 0 | 0 | 0
0 | 0 | 0 | 0
0 | 0 | 0 | 0
0 | 0 | 0 | 0
0 | 0 | 0 | 0
0 | 0 | 0 | 0
0 | 0 | 0 | 0
0 | 0 | 0 | 0
0 | 0 | 0 | 0
0 | 0 | 0 | 0
0 | 0 | 0 | 0
0 | 0 | 0 | 0
0 | 0 | 0 | 0
0 | 0 | 0 | 0
0 | 0 | 0 | 0
0 | 0 | 0 | 0
0 | 0 | 0 | 0
0 | 0 | 0 | 0
0 | 0 | 0 | 0
0 | 0 | 0 | 0
0 | 0 | 0 | 0
0 | 0 | 0 | 0
0 | 0 | 0 | 0
0 | 0 | 0 | 0
0 | 0 | 0 | 0
0 | 0 | 0 | 0
0 | 0 | 0 | 0
0 | 0 | 0 | 0
0 | 0 | 0 | 0
0 | 0 | 0 | 0
0 | 0 | 0 | 0
0 | 0 | 0 | 0
0 | 0 | 0 | 0
0 | 0 | 0 | 0
0 | 0 | 0 | 0
0 | 0 | 0 | 0
0 | 0 | 0 | 0
0 | 0 | 0 | 0
0 | 0 | 0 | 0
0 | 0 | 0 | 0
0 | 0 | 0 | 0
0 | 0 | 0 | 0
0 | 0 | 0 | 0
0 | 0 | 0 | 0
0 | 0 | 0 | 0
0 | 0 | 0 | 0
0 | 0 | 0 | 0
0 | 0 | 0 | 0
0 | 0 | 0 | 0
0 | 0 | 0 | 0
0 | 0 | 0 | 0
0 | 0 | 0 | 0
0 | 0 | 0 | 0
0 | 0 | 0 | 0
0 | 0 | 0 | 0
0 | 0 | 0 | 0
0 | 0 | 0 | 0
0 | 0 | 0 | 0
0 | 0 | 0 | 0
0 | 0 | 0 | 0
0 | 0 | 0 | 0
0 | 0 | 0 | 0
0 | 0 | 0 | 0
0 | 0 | 0 | 0
0 | 0 | 0 | 0
0 | 0 | 0 | 0
0 | 0 | 0 | 0
0 | 0 | 0 | 0
0 | 0 | 0 | 0
0 | 0 | 0 | 0
0 | 0 | 0 | 0
0 | 0 | 0 | 0
0 | 0 | 0 | 0
0 | 0 | 0 | 0
0 | 0 | 0 | 0
0 | 0 | 0 | 0
0 | 0 | 0 | 0
0 | 0 | 0 | 0
0 | 0 | 0 | 0
0 | 0 | 0 | 0
0 | 0 | 0 | 0
0 | 0 | 0 | 0
0 | 0 | 0 | 0
0 | 0 | 0 | 0
0 | 0 | 0 | 0
0 | 0 | 0 | 0
0 | 0 | 0 | 0
0 | 0 | 0 | 0
0 | 0 | 0 | 0
0 | 0 | 0 | 0
0 | 0 | 0 | 0
0 | 0 | 0 | 0
0 | 0 | 0 | 0
0 | 0 | 0 | 0
0 | 0 | 0 | 0
0 | 0 | 0 | 0
0 | 0 | 0 | 0
0 | 0 | 0 | 0
0 | 0 | 0 | 0
0 | 0 | 0 | 0
0 | 0 | 0 | 0
0 | 0 | 0 | 0
0 | 0 | 0 | 0
0 | 0 | 0 | 0
0 | 0 | 0 | 0
0 | 0 | 0 | 0
0 | 0 | 0 | 0
0 | 0 | 0 | 0
0 | 0 | 0 | 0
0 | 0 | 0 | 0
0 | 0 | 0 | 0
0 | 0 | 0 | 0
0 | 0 | 0 | 0
0 | 0 | 0 | 0
0 | 0 | 0 | 0
0 | 0 | 0 | 0
0 | 0 | 0 | 0
0 | 0 | 0 | 0
0 | 0 | 0 | 0
0 | 0 | 0 | 0
0 | 0 | 0 | 0
0 | 0 | 0 | 0
0 | 0 | 0 | 0
0 | 0 | 0 | 0
0 | 0 | 0 | 0
0 | 0 | 0 | 0
0 | 0 | 0 | 0
0 | 0 | 0 | 0
0 | 0 | 0 | 0
0 | 0 | 0 | 0
0 | 0 | 0 | 0
0 | 0 | 0 | 0
0 | 0 | 0 | 0
0 | 0 | 0 | 0
0 | 0 | 0 | 0
0 | 0 | 0 | 0
0 | 0 | 0 | 0
0 | 0 | 0 | 0
0 | 0 | 0 | 0
0 | 0 | 0 | 0
0 | 0 | 0 | 0
0 | 0 | 0 | 0
0 | 0 | 0 | 0
0 | 0 | 0 | 0
0 | 0 | 0 | 0
0 | 0 | 0 | 0
0 | 0 | 0 | 0
0 | 0 | 0 | 0
0 | 0 | 0 | 0
0 | 0 | 0 | 0
0 | 0 | 0 | 0
0 | 0 | 0 | 0
0 | 0 | 0 | 0
0 | 0 | 0 | 0
0 | 0 | 0 | 0
0 | 0 | 0 | 0
0 | 0 | 0 | 0
0 | 0 | 0 | 0
0 | 0 | 0 | 0
0 | 0 | 0 | 0
0 | 0 | 0 | 0
0 | 0 | 0 | 0
0 | 0 | 0 | 0
0 | 0 | 0 | 0
0 | 0 | 0 | 0
0 | 0 | 0 | 0
0 | 0 | 0 | 0
0 | 0 | 0 | 0
0 | 0 | 0 | 0
0 | 0 | 0 | 0
0 | 0 | 0 | 0
0 | 0 | 0 | 0
0 | 0 | 0 | 0
0 | 0 | 0 | 0
0 | 0 | 0 | 0
0 | 0 | 0 | 0
0 | 0 | 0 | 0
0 | 0 | 0 | 0
0 | 0 | 0 | 0
0 | 0 | 0 | 0
0 | 0 | 0 | 0
0 | 0 | 0 | 0
0 | 0 | 0 | 0
0 | 0 | 0 | 0
0 | 0 | 0 | 0
0 | 0 | 0 | 0
0 | 0 | 0 | 0
0 | 0 | 0 | 0
0 | 0 | 0 | 0
0 | 0 | 0 | 0
0 | 0 | 0 | 0
0 | 0 | 0 | 0
0 | 0 | 0 | 0
0 | 0 | 0 | 0
0 | 0 | 0 | 0
0 | 0 | 0 | 0
0 | 0 | 0 | 0
0 | 0 | 0 | 0
0 | 0 | 0 | 0
0 | 0 | 0 | 0
0 | 0 | 0 | 0
0 | 0 | 0 | 0
0 | 0 | 0 | 0
0 | 0 | 0 | 0
0 | 0 | 0 | 0
0 | 0 | 0 | 0
0 | 0 | 0 | 0
0 | 0 | 0 | 0
0 | 0 | 0 | 0
0 | 0 | 0 | 0
0 | 0 | 0 | 0
0 | 0 | 0 | 0
0 | 0 | 0 | 0
0 | 0 | 0 | 0
0 | 0 | 0 | 0
0 | 0 | 0 | 0
0 | 0 | 0 | 0
0 | 0 | 0 | 0
0 | 0 | 0 | 0
0 | 0 | 0 | 0
0 | 0 | 0 | 0
0 | 0 | 0 | 0
0 | 0 | 0 | 0
0 | 0 | 0 | 0
0 | 0 | 0 | 0
0 | 0 | 0 | 0
0 | 0 | 0 | 0
0 | 0 | 0 | 0
0 | 0 | 0 | 0
0 | 0 | 0 | 0
0 | 0 | 0 | 0
0 | 0 | 0 | 0
0 | 0 | 0 | 0
0 | 0 | 0 | 0
0 | 0 | 0 | 0
0 | 0 | 0 | 0
0 | 0 | 0 | 0
0 | 0 | 0 | 0
0 | 0 | 0 | 0
0 | 0 | 0 | 0
0 | 0 | 0 | 0
0 | 0 | 0 | 0
0 | 0 | 0 | 0
0 | 0 | 0 | 0
0 | 0 | 0 | 0
0 | 0 | 0 | 0
0 | 0 | 0 | 0
0 | 0 | 0 | 0
0 | 0 | 0 | 0
0 | 0 | 0 | 0
0 | 0 | 0 | 0
0 | 0 | 0 | 0
0 | 0 | 0 | 0
0 | 0 | 0 | 0
0 | 0 | 0 | 0
0 | 0 | 0 | 0
0 | 0 | 0 | 0
0 | 0 | 0 | 0
0 | 0 | 0 | 0
0 | 0 | 0 | 0
0 | 0 | 0 | 0
0 | 0 | 0 | 0
0 | 0 | 0 | 0
0 | 0 | 0 | 0
0 | 0 | 0 | 0
0 | 0 | 0 | 0
0 | 0 | 0 | 0
0 | 0 | 0 | 0
0 | 0 | 0 | 0
0 | 0 | 0 | 0
0 | 0 | 0 | 0
0 | 0 | 0 | 0
0 | 0 | 0 | 0
0 | 0 | 0 | 0
0 | 0 | 0 | 0
0 | 0 | 0 | 0
0 | 0 | 0 | 0
0 | 0 | 0 | 0
0 | 0 | 0 | 0
0 | 0 | 0 | 0
0 | 0 | 0 | 0
0 | 0 | 0 | 0
0 | 0 | 0 | 0
0 | 0 | 0 | 0
0 | 0 | 0 | 0
0 | 0 | 0 | 0
0 | 0 | 0 | 0
0 | 0 | 0 | 0
0 | 0 | 0 | 0
0 | 0 | 0 | 0
0 | 0 | 0 | 0
0 | 0 | 0 | 0
0 | 0 | 0 | 0
0 | 0 | 0 | 0
0 | 0 | 0 | 0
0 | 0 | 0 | 0
0 | 0 | 0 | 0
0 | 0 | 0 | 0
0 | 0 | 0 | 0
0 | 0 | 0 | 0
0 | 0 | 0 | 0
0 | 0 | 0 | 0
0 | 0 | 0 | 0
0 | 0 | 0 | 0
0 | 0 | 0 | 0
0 | 0 | 0 | 0
0 | 0 | 0 | 0
0 | 0 | 0 | 0
0 | 0 | 0 | 0
0 | 0 | 0 | 0
0 | 0 | 0 | 0
0 | 0 | 0 | 0
0 | 0 | 0 | 0
0 | 0 | 0 | 0
0 | 0 | 0 | 0
0 | 0 | 0 | 0
0 | 0 | 0 | 0
0 | 0 | 0 | 0
0 | 0 | 0 | 0
0 | 0 | 0 | 0
0 | 0 | 0 | 0
0 | 0 | 0 | 0
0 | 0 | 0 | 0
0 | 0 | 0 | 0
0 | 0 | 0 | 0
0 | 0 | 0 | 0
0 | 0 | 0 | 0
0 | 0 | 0 | 0
0 | 0 | 0 | 0
0 | 0 | 0 | 0
0 | 0 | 0 | 0
0 | 0 | 0 | 0
0 | 0 | 0 | 0
0 | 0 | 0 | 0
0 | 0 | 0 | 0
0 | 0 | 0 | 0
0 | 0 | 0 | 0
0 | 0 | 0 | 0
0 | 0 | 0 | 0
0 | 0 | 0 | 0
0 | 0 | 0 | 0
0 | 0 | 0 | 0
0 | 0 | 0 | 0
0 | 0 | 0 | 0
0 | 0 | 0 | 0
0 | 0 | 0 | 0
0 | 0 | 0 | 0
0 | 0 | 0 | 0
0 | 0 | 0 | 0
0 | 0 | 0 | 0
0 | 0 | 0 | 0
0 | 0 | 0 | 0
0 | 0 | 0 | 0
0 | 0 | 0 | 0
0 | 0 | 0 | 0
0 | 0 | 0 | 0
0 | 0 | 0 | 0
0 | 0 | 0 | 0
0 | 0 | 0 | 0
0 | 0 | 0 | 0
0 | 0 | 0 | 0
0 | 0 | 0 | 0
0 | 0 | 0 | 0
0 | 0 | 0 | 0
0 | 0 | 0 | 0
0 | 0 | 0 | 0
0 | 0 | 0 | 0
0 | 0 | 0 | 0
0 | 0 | 0 | 0
0 | 0 | 0 | 0
0 | 0 | 0 | 0
0 | 0 | 0 | 0
0 | 0 | 0 | 0
0 | 0 | 0 | 0
0 | 0 | 0 | 0
0 | 0 | 0 | 0
0 | 0 | 0 | 0
0 | 0 | 0 | 0
0 | 0 | 0 | 0
0 | 0 | 0 | 0
0 | 0 | 0 | 0
0 | 0 | 0 | 0
0 | 0 | 0 | 0
0 | 0 | 0 | 0
0 | 0 | 0 | 0
0 | 0 | 0 | 0
0 | 0 | 0 | 0
0 | 0 | 0 | 0
0 | 0 | 0 | 0
0 | 0 | 0 | 0
0 | 0 | 0 | 0
0 | 0 | 0 | 0
0 | 0 | 0 | 0
0 | 0 | 0 | 0
0 | 0 | 0 | 0
0 | 0 | 0 | 0
0 | 0 | 0 | 0
0 | 0 | 0 | 0
0 | 0 | 0 | 0
0 | 0 | 0 | 0
0 | 0 | 0 | 0
0 | 0 | 0 | 0
0 | 0 | 0 | 0
0 | 0 | 0 | 0
0 | 0 | 0 | 0
0 | 0 | 0 | 0
0 | 0 | 0 | 0
0 | 0 | 0 | 0
0 | 0 | 0 | 0
0 | 0 | 0 | 0
0 | 0 | 0 | 0
0 | 0 | 0 | 0
0 | 0 | 0 | 0
0 | 0 | 0 | 0
0 | 0 | 0 | 0
0 | 0 | 0 | 0
0 | 0 | 0 | 0
0 | 0 | 0 | 0
0 | 0 | 0 | 0
0 | 0 | 0 | 0
0 | 0 | 0 | 0
0 | 0 | 0 | 0
0 | 0 | 0 | 0
0 | 0 | 0 | 0
0 | 0 | 0 | 0
0 | 0 | 0 | 0
0 | 0 | 0 | 0
0 | 0 | 0 | 0
0 | 0 | 0 | 0
0 | 0 | 0 | 0
0 | 0 | 0 | 0
0 | 0 | 0 | 0
0 | 0 | 0 | 0
0 | 0 | 0 | 0
0 | 0 | 0 | 0
0 | 0 | 0 | 0
0 | 0 | 0 | 0
0 | 0 | 0 | 0
0 | 0 | 0 | 0
0 | 0 | 0 | 0
0 | 0 | 0 | 0
0 | 0 | 0 | 0
0 | 0 | 0 | 0
0 | 0 | 0 | 0
0 | 0 | 0 | 0
0 | 0 | 0 | 0
0 | 0 | 0 | 0
0 | 0 | 0 | 0
0 | 0 | 0 | 0
0 | 0 | 0 | 0
0 | 0 | 0 | 0
0 | 0 | 0 | 0
0 | 0 | 0 | 0
0 | 0 | 0 | 0
0 | 0 | 0 | 0
0 | 0 | 0 | 0
0 | 0 | 0 | 0
0 | 0 | 0 | 0
0 | 0 | 0 | 0
0 | 0 | 0 | 0
0 | 0 | 0 | 0
0 | 0 | 0 | 0
0 | 0 | 0 | 0
0 | 0 | 0 | 0
0 | 0 | 0 | 0
0 | 0 | 0 | 0
0 | 0 | 0 | 0
0 | 0 | 0 | 0
0 | 0 | 0 | 0
0 | 0 | 0 | 0
0 | 0 | 0 | 0
0 | 0 | 0 | 0
0 | 0 | 0 | 0
0 | 0 | 0 | 0
0 | 0 | 0 | 0
0 | 0 | 0 | 0
0 | 0 | 0 | 0
0 | 0 | 0 | 0
0 | 0 | 0 | 0
0 | 0 | 0 | 0
0 | 0 | 0 | 0
0 | 0 | 0 | 0
0 | 0 | 0 | 0
0 | 0 | 0 | 0
0 | 0 | 0 | 0
0 | 0 | 0 | 0
0 | 0 | 0 | 0
0 | 0 | 0 | 0
0 | 0 | 0 | 0
0 | 0 | 0 | 0
0 | 0 | 0 | 0
0 | 0 | 0 | 0
0 | 0 | 0 | 0
0 | 0 | 0 | 0
0 | 0 | 0 | 0
0 | 0 | 0 | 0
0 | 0 | 0 | 0
0 | 0 | 0 | 0
0 | 0 | 0 | 0
0 | 0 | 0 | 0
0 | 0 | 0 | 0
0 | 0 | 0 | 0
0 | 0 | 0 | 0
0 | 0 | 0 | 0
0 | 0 | 0 | 0
0 | 0 | 0 | 0
0 | 0 | 0 | 0
0 | 0 | 0 | 0
0 | 0 | 0 | 0
0 | 0 | 0 | 0
0 | 0 | 0 | 0
0 | 0 | 0 | 0
0 | 0 | 0 | 0
0 | 0 | 0 | 0
0 | 0 | 0 | 0
0 | 0 | 0 | 0
0 | 0 | 0 | 0
0 | 0 | 0 | 0
0 | 0 | 0 | 0
0 | 0 | 0 | 0
0 | 0 | 0 | 0
0 | 0 | 0 | 0
0 | 0 | 0 | 0
0 | 0 | 0 | 0
0 | 0 | 0 | 0
0 | 0 | 0 | 0
0 | 0 | 0 | 0
0 | 0 | 0 | 0
0 | 0 | 0 | 0
0 | 0 | 0 | 0
0 | 0 | 0 | 0
0 | 0 | 0 | 0
0 | 0 | 0 | 0
0 | 0 | 0 | 0
0 | 0 | 0 | 0
0 | 0 | 0 | 0
0 | 0 | 0 | 0
0 | 0 | 0 | 0
0 | 0 | 0 | 0
0 | 0 | 0 | 0
0 | 0 | 0 | 0
0 | 0 | 0 | 0
0 | 0 | 0 | 0
0 | 0 | 0 | 0
0 | 0 | 0 | 0
0 | 0 | 0 | 0
0 | 0 | 0 | 0
0 | 0 | 0 | 0
0 | 0 | 0 | 0
0 | 0 | 0 | 0
0 | 0 | 0 | 0
0 | 0 | 0 | 0
0 | 0 | 0 | 0
0 | 0 | 0 | 0
0 | 0 | 0 | 0
0 | 0 | 0 | 0
0 | 0 | 0 | 0
0 | 0 | 0 | 0
0 | 0 | 0 | 0
0 | 0 | 0 | 0
0 | 0 | 0 | 0
0 | 0 | 0 | 0
0 | 0 | 0 | 0
0 | 0 | 0 | 0
0 | 0 | 0 | 0
0 | 0 | 0 | 0
0 | 0 | 0 | 0
0 | 0 | 0 | 0
0 | 0 | 0 | 0
0 | 0 | 0 | 0
0 | 0 | 0 | 0
0 | 0 | 0 | 0
0 | 0 | 0 | 0
0 | 0 | 0 | 0
0 | 0 | 0 | 0
0 | 0 | 0 | 0
0 | 0 | 0 | 0
0 | 0 | 0 | 0
0 | 0 | 0 | 0
0 | 0 | 0 | 0
0 | 0 | 0 | 0
0 | 0 | 0 | 0
0 | 0 | 0 | 0
0 | 0 | 0 | 0
0 | 0 | 0 | 0
0 | 0 | 0 | 0
0 | 0 | 0 | 0
0 | 0 | 0 | 0
0 | 0 | 0 | 0
0 | 0 | 0 | 0
0 | 0 | 0 | 0
0 | 0 | 0 | 0
0 | 0 | 0 | 0
0 | 0 | 0 | 0
0 | 0 | 0 | 0
0 | 0 | 0 | 0
0 | 0 | 0 | 0
0 | 0 | 0 | 0
0 | 0 | 0 | 0
0 | 0 | 0 | 0
0 | 0 | 0 | 0
0 | 0 | 0 | 0
0 | 0 | 0 | 0
0 | 0 | 0 | 0
0 | 0 | 0 | 0
0 | 0 | 0 | 0
0 | 0 | 0 | 0
0 | 0 | 0 | 0
0 | 0 | 0 | 0
0 | 0 | 0 | 0
0 | 0 | 0 | 0
0 | 0 | 0 | 0
0 | 0 | 0 | 0
0 | 0 | 0 | 0
0 | 0 | 0 | 0
0 | 0 | 0 | 0
0 | 0 | 0 | 0
0 | 0 | 0 | 0
0 | 0 | 0 | 0
0 | 0 | 0 | 0
0 | 0 | 0 | 0
0 | 0 | 0 | 0
0 | 0 | 0 | 0
0 | 0 | 0 | 0
0 | 0 | 0 | 0
0 | 0 | 0 | 0
0 | 0 | 0 | 0
0 | 0 | 0 | 0
0 | 0 | 0 | 0
0 | 0 | 0 | 0
0 | 0 | 0 | 0
0 | 0 | 0 | 0
0 | 0 | 0 | 0
0 | 0 | 0 | 0
0 | 0 | 0 | 0
0 | 0 | 0 | 0
0 | 0 | 0 | 0
0 | 0 | 0 | 0
0 | 0 | 0 | 0
0 | 0 | 0 | 0
0 | 0 | 0 | 0
0 | 0 | 0 | 0
0 | 0 | 0 | 0
0 | 0 | 0 | 0
0 | 0 | 0 | 0
0 | 0 | 0 | 0
0 | 0 | 0 | 0
0 | 0 | 0 | 0
0 | 0 | 0 | 0
0 | 0 | 0 | 0
0 | 0 | 0 | 0
0 | 0 | 0 | 0
0 | 0 | 0 | 0
0 | 0 | 0 | 0
0 | 0 | 0 | 0
0 | 0 | 0 | 0
0 | 0 | 0 | 0
0 | 0 | 0 | 0
0 | 0 | 0 | 0
0 | 0 | 0 | 0
0 | 0 | 0 | 0
0 | 0 | 0 | 0
0 | 0 | 0 | 0
0 | 0 | 0 | 0
0 | 0 | 0 | 0
0 | 0 | 0 | 0
0 | 0 | 0 | 0
0 | 0 | 0 | 0
0 | 0 | 0 | 0
0 | 0 | 0 | 0
0 | 0 | 0 | 0
0 | 0 | 0 | 0
0 | 0 | 0 | 0
0 | 0 | 0 | 0
0 | 0 | 0 | 0
0 | 0 | 0 | 0
0 | 0 | 0 | 0
0 | 0 | 0 | 0
0 | 0 | 0 | 0
0 | 0 | 0 | 0
0 | 0 | 0 | 0
0 | 0 | 0 | 0
0 | 0 | 0 | 0
0 | 0 | 0 | 0
0 | 0 | 0 | 0
0 | 0 | 0 | 0
0 | 0 | 0 | 0
0 | 0 | 0 | 0
0 | 0 | 0 | 0
0 | 0 | 0 | 0
0 | 0 | 0 | 0
0 | 0 | 0 | 0
0 | 0 | 0 | 0
0 | 0 | 0 | 0
0 | 0 | 0 | 0
0 | 0 | 0 | 0
0 | 0 | 0 | 0
0 | 0 | 0 | 0
0 | 0 | 0 | 0
0 | 0 | 0 | 0
0 | 0 | 0 | 0
0 | 0 | 0 | 0
0 | 0 | 0 | 0
0 | 0 | 0 | 0
0 | 0 | 0 | 0
0 | 0 | 0 | 0
0 | 0 | 0 | 0
0 | 0 | 0 | 0
0 | 0 | 0 | 0
0 | 0 | 0 | 0
0 | 0 | 0 | 0
0 | 0 | 0 | 0
0 | 0 | 0 | 0
0 | 0 | 0 | 0
0 | 0 | 0 | 0
0 | 0 | 0 | 0
0 | 0 | 0 | 0
0 | 0 | 0 | 0
0 | 0 | 0 | 0
0 | 0 | 0 | 0
0 | 0 | 0 | 0
0 | 0 | 0 | 0
0 | 0 | 0 | 0
0 | 0 | 0 | 0
0 | 0 | 0 | 0
0 | 0 | 0 | 0
0 | 0 | 0 | 0
0 | 0 | 0 | 0
0 | 0 | 0 | 0
0 | 0 | 0 | 0
0 | 0 | 0 | 0
0 | 0 | 0 | 0
0 | 0 | 0 | 0
0 | 0 | 0 | 0
0 | 0 | 0 | 0
0 | 0 | 0 | 0
0 | 0 | 0 | 0
0 | 0 | 0 | 0
0 | 0 | 0 | 0
0 | 0 | 0 | 0
0 | 0 | 0 | 0
0 | 0 | 0 | 0
0 | 0 | 0 | 0
0 | 0 | 0 | 0
0 | 0 | 0 | 0
0 | 0 | 0 | 0
0 | 0 | 0 | 0
0 | 0 | 0 | 0
0 | 0 | 0 | 0
0 | 0 | 0 | 0
0 | 0 | 0 | 0
0 | 0 | 0 | 0
0 | 0 | 0 | 0
0 | 0 | 0 | 0
0 | 0 | 0 | 0
0 | 0 | 0 | 0
0 | 0 | 0 | 0
0 | 0 | 0 | 0
0 | 0 | 0 | 0
0 | 0 | 0 | 0
0 | 0 | 0 | 0
0 | 0 | 0 | 0
0 | 0 | 0 | 0
0 | 0 | 0 | 0
0 | 0 | 0 | 0
0 | 0 | 0 | 0
0 | 0 | 0 | 0
0 | 0 | 0 | 0
0 | 0 | 0 | 0
0 | 0 | 0 | 0
0 | 0 | 0 | 0
0 | 0 | 0 | 0
0 | 0 | 0 | 0
0 | 0 | 0 | 0
0 | 0 | 0 | 0
0 | 0 | 0 | 0
0 | 0 | 0 | 0
0 | 0 | 0 | 0
0 | 0 | 0 | 0
0 | 0 | 0 | 0
0 | 0 | 0 | 0
0 | 0 | 0 | 0
0 | 0 | 0 | 0
0 | 0 | 0 | 0
0 | 0 | 0 | 0
0 | 0 | 0 | 0
0 | 0 | 0 | 0
0 | 0 | 0 | 0
0 | 0 | 0 | 0
0 | 0 | 0 | 0
0 | 0 | 0 | 0
0 | 0 | 0 | 0
0 | 0 | 0 | 0
0 | 0 | 0 | 0
0 | 0 | 0 | 0
0 | 0 | 0 | 0
0 | 0 | 0 | 0
0 | 0 | 0 | 0
0 | 0 | 0 | 0
0 | 0 | 0 | 0
0 | 0 | 0 | 0
0 | 0 | 0 | 0
0 | 0 | 0 | 0
0 | 0 | 0 | 0
0 | 0 | 0 | 0
0 | 0 | 0 | 0
0 | 0 | 0 | 0
0 | 0 | 0 | 0
0 | 0 | 0 | 0
0 | 0 | 0 | 0
0 | 0 | 0 | 0
0 | 0 | 0 | 0
0 | 0 | 0 | 0
0 | 0 | 0 | 0
0 | 0 | 0 | 0
0 | 0 | 0 | 0
0 | 0 | 0 | 0
0 | 0 | 0 | 0
0 | 0 | 0 | 0
0 | 0 | 0 | 0
0 | 0 | 0 | 0
0 | 0 | 0 | 0
0 | 0 | 0 | 0
0 | 0 | 0 | 0
0 | 0 | 0 | 0
0 | 0 | 0 | 0
0 | 0 | 0 | 0
0 | 0 | 0 | 0
0 | 0 | 0 | 0
0 | 0 | 0 | 0
0 | 0 | 0 | 0
0 | 0 | 0 | 0
0 | 0 | 0 | 0
0 | 0 | 0 | 0
0 | 0 | 0 | 0
0 | 0 | 0 | 0
0 | 0 | 0 | 0
0 | 0 | 0 | 0
0 | 0 | 0 | 0
0 | 0 | 0 | 0
0 | 0 | 0 | 0
0 | 0 | 0 | 0
0 | 0 | 0 | 0
0 | 0 | 0 | 0
0 | 0 | 0 | 0
0 | 0 | 0 | 0
0 | 0 | 0 | 0
0 | 0 | 0 | 0
0 | 0 | 0 | 0
0 | 0 | 0 | 0
0 | 0 | 0 | 0
0 | 0 | 0 | 0
0 | 0 | 0 | 0
0 | 0 | 0 | 0
0 | 0 | 0 | 0
0 | 0 | 0 | 0
0 | 0 | 0 | 0
0 | 0 | 0 | 0
0 | 0 | 0 | 0
0 | 0 | 0 | 0
0 | 0 | 0 | 0
0 | 0 | 0 | 0
0 | 0 | 0 | 0
0 | 0 | 0 | 0
0 | 0 | 0 | 0
0 | 0 | 0 | 0
0 | 0 | 0 | 0
0 | 0 | 0 | 0
0 | 0 | 0 | 0
0 | 0 | 0 | 0
0 | 0 | 0 | 0
0 | 0 | 0 | 0
0 | 0 | 0 | 0
0 | 0 | 0 | 0
0 | 0 | 0 | 0
0 | 0 | 0 | 0
0 | 0 | 0 | 0
0 | 0 | 0 | 0
0 | 0 | 0 | 0
0 | 0 | 0 | 0
0 | 0 | 0 | 0
0 | 0 | 0 | 0
0 | 0 | 0 | 0
0 | 0 | 0 | 0
0 | 0 | 0 | 0
0 | 0 | 0 | 0
0 | 0 | 0 | 0
0 | 0 | 0 | 0
0 | 0 | 0 | 0
0 | 0 | 0 | 0
0 | 0 | 0 | 0
0 | 0 | 0 | 0
0 | 0 | 0 | 0
0 | 0 | 0 | 0
0 | 0 | 0 | 0
0 | 0 | 0 | 0
0 | 0 | 0 | 0
0 | 0 | 0 | 0
0 | 0 | 0 | 0
0 | 0 | 0 | 0
0 | 0 | 0 | 0
0 | 0 | 0 | 0
0 | 0 | 0 | 0
0 | 0 | 0 | 0
0 | 0 | 0 | 0
0 | 0 | 0 | 0
0 | 0 | 0 | 0
0 | 0 | 0 | 0
0 | 0 | 0 | 0
0 | 0 | 0 | 0
0 | 0 | 0 | 0
0 | 0 | 0 | 0
0 | 0 | 0 | 0
0 | 0 | 0 | 0
0 | 0 | 0 | 0
0 | 0 | 0 | 0
0 | 0 | 0 | 0
0 | 0 | 0 | 0
0 | 0 | 0 | 0
0 | 0 | 0 | 0
0 | 0 | 0 | 0
0 | 0 | 0 | 0
0 | 0 | 0 | 0
0 | 0 | 0 | 0
0 | 0 | 0 | 0
0 | 0 | 0 | 0
0 | 0 | 0 | 0
0 | 0 | 0 | 0
0 | 0 | 0 | 0
0 | 0 | 0 | 0
0 | 0 | 0 | 0
0 | 0 | 0 | 0
0 | 0 | 0 | 0
0 | 0 | 0 | 0
0 | 0 | 0 | 0
0 | 0 | 0 | 0
0 | 0 | 0 | 0
0 | 0 | 0 | 0
0 | 0 | 0 | 0
0 | 0 | 0 | 0
0 | 0 | 0 | 0
0 | 0 | 0 | 0
0 | 0 | 0 | 0
0 | 0 | 0 | 0
0 | 0 | 0 | 0
0 | 0 | 0 | 0
0 | 0 | 0 | 0
0 | 0 | 0 | 0
0 | 0 | 0 | 0
0 | 0 | 0 | 0
0 | 0 | 0 | 0
0 | 0 | 0 | 0
0 | 0 | 0 | 0
0 | 0 | 0 | 0
0 | 0 | 0 | 0
0 | 0 | 0 | 0
0 | 0 | 0 | 0
0 | 0 | 0 | 0
0 | 0 | 0 | 0
0 | 0 | 0 | 0
0 | 0 | 0 | 0
0 | 0 | 0 | 0
0 | 0 | 0 | 0
0 | 0 | 0 | 0
0 | 0 | 0 | 0
0 | 0 | 0 | 0
0 | 0 | 0 | 0
0 | 0 | 0 | 0
0 | 0 | 0 | 0
0 | 0 | 0 | 0
0 | 0 | 0 | 0
0 | 0 | 0 | 0
0 | 0 | 0 | 0
0 | 0 | 0 | 0
0 | 0 | 0 | 0
0 | 0 | 0 | 0
0 | 0 | 0 | 0
0 | 0 | 0 | 0
0 | 0 | 0 | 0
0 | 0 | 0 | 0
0 | 0 | 0 | 0
0 | 0 | 0 | 0
0 | 0 | 0 | 0
0 | 0 | 0 | 0
0 | 0 | 0 | 0
0 | 0 | 0 | 0
0 | 0 | 0 | 0
0 | 0 | 0 | 0
0 | 0 | 0 | 0
0 | 0 | 0 | 0
0 | 0 | 0 | 0
0 | 0 | 0 | 0
0 | 0 | 0 | 0
0 | 0 | 0 | 0
0 | 0 | 0 | 0
0 | 0 | 0 | 0
0 | 0 | 0 | 0
0 | 0 | 0 | 0
0 | 0 | 0 | 0
0 | 0 | 0 | 0
0 | 0 | 0 | 0
0 | 0 | 0 | 0
0 | 0 | 0 | 0
0 | 0 | 0 | 0
0 | 0 | 0 | 0
0 | 0 | 0 | 0
0 | 0 | 0 | 0
0 | 0 | 0 | 0
0 | 0 | 0 | 0
0 | 0 | 0 | 0
0 | 0 | 0 | 0
0 | 0 | 0 | 0
0 | 0 | 0 | 0
0 | 0 | 0 | 0
0 | 0 | 0 | 0
0 | 0 | 0 | 0
0 | 0 | 0 | 0
0 | 0 | 0 | 0
0 | 0 | 0 | 0
0 | 0 | 0 | 0
0 | 0 | 0 | 0
0 | 0 | 0 | 0
0 | 0 | 0 | 0
0 | 0 | 0 | 0
0 | 0 | 0 | 0
0 | 0 | 0 | 0
0 | 0 | 0 | 0
0 | 0 | 0 | 0
0 | 0 | 0 | 0
0 | 0 | 0 | 0
0 | 0 | 0 | 0
0 | 0 | 0 | 0
0 | 0 | 0 | 0
0 | 0 | 0 | 0
0 | 0 | 0 | 0
0 | 0 | 0 | 0
0 | 0 | 0 | 0
0 | 0 | 0 | 0
0 | 0 | 0 | 0
0 | 0 | 0 | 0
0 | 0 | 0 | 0
0 | 0 | 0 | 0
0 | 0 | 0 | 0
0 | 0 | 0 | 0
0 | 0 | 0 | 0
0 | 0 | 0 | 0
0 | 0 | 0 | 0
0 | 0 | 0 | 0
0 | 0 | 0 | 0
0 | 0 | 0 | 0
0 | 0 | 0 | 0
0 | 0 | 0 | 0
0 | 0 | 0 | 0
0 | 0 | 0 | 0
0 | 0 | 0 | 0
0 | 0 | 0 | 0
0 | 0 | 0 | 0
0 | 0 | 0 | 0
0 | 0 | 0 | 0
0 | 0 | 0 | 0
0 | 0 | 0 | 0
0 | 0 | 0 | 0
0 | 0 | 0 | 0
0 | 0 | 0 | 0
0 | 0 | 0 | 0
0 | 0 | 0 | 0
0 | 0 | 0 | 0
0 | 0 | 0 | 0
0 | 0 | 0 | 0
0 | 0 | 0 | 0
0 | 0 | 0 | 0
0 | 0 | 0 | 0
0 | 0 | 0 | 0
0 | 0 | 0 | 0
0 | 0 | 0 | 0
0 | 0 | 0 | 0
0 | 0 | 0 | 0
0 | 0 | 0 | 0
0 | 0 | 0 | 0
0 | 0 | 0 | 0
0 | 0 | 0 | 0
0 | 0 | 0 | 0
0 | 0 | 0 | 0
0 | 0 | 0 | 0
0 | 0 | 0 | 0
0 | 0 | 0 | 0
0 | 0 | 0 | 0
0 | 0 | 0 | 0
0 | 0 | 0 | 0
0 | 0 | 0 | 0
0 | 0 | 0 | 0
0 | 0 | 0 | 0
0 | 0 | 0 | 0
0 | 0 | 0 | 0
0 | 0 | 0 | 0
0 | 0 | 0 | 0
0 | 0 | 0 | 0
0 | 0 | 0 | 0
0 | 0 | 0 | 0
0 | 0 | 0 | 0
0 | 0 | 0 | 0
0 | 0 | 0 | 0
0 | 0 | 0 | 0
0 | 0 | 0 | 0
0 | 0 | 0 | 0
0 | 0 | 0 | 0
0 | 0 | 0 | 0
0 | 0 | 0 | 0
0 | 0 | 0 | 0
0 | 0 | 0 | 0
0 | 0 | 0 | 0
0 | 0 | 0 | 0
0 | 0 | 0 | 0
0 | 0 | 0 | 0
0 | 0 | 0 | 0
0 | 0 | 0 | 0
0 | 0 | 0 | 0
0 | 0 | 0 | 0
0 | 0 | 0 | 0
0 | 0 | 0 | 0
0 | 0 | 0 | 0
0 | 0 | 0 | 0
0 | 0 | 0 | 0
0 | 0 | 0 | 0
0 | 0 | 0 | 0
0 | 0 | 0 | 0
0 | 0 | 0 | 0
0 | 0 | 0 | 0
0 | 0 | 0 | 0
0 | 0 | 0 | 0
0 | 0 | 0 | 0
0 | 0 | 0 | 0
0 | 0 | 0 | 0
0 | 0 | 0 | 0
0 | 0 | 0 | 0
0 | 0 | 0 | 0
0 | 0 | 0 | 0
0 | 0 | 0 | 0
0 | 0 | 0 | 0
0 | 0 | 0 | 0
0 | 0 | 0 | 0
0 | 0 | 0 | 0
0 | 0 | 0 | 0
0 | 0 | 0 | 0
0 | 0 | 0 | 0
0 | 0 | 0 | 0
0 | 0 | 0 | 0
0 | 0 | 0 | 0
0 | 0 | 0 | 0
0 | 0 | 0 | 0
0 | 0 | 0 | 0
0 | 0 | 0 | 0
0 | 0 | 0 | 0
0 | 0 | 0 | 0
0 | 0 | 0 | 0
0 | 0 | 0 | 0
0 | 0 | 0 | 0
0 | 0 | 0 | 0
0 | 0 | 0 | 0
0 | 0 | 0 | 0
0 | 0 | 0 | 0
0 | 0 | 0 | 0
0 | 0 | 0 | 0
0 | 0 | 0 | 0
0 | 0 | 0 | 0
0 | 0 | 0 | 0
0 | 0 | 0 | 0
0 | 0 | 0 | 0
0 | 0 | 0 | 0
0 | 0 | 0 | 0
0 | 0 | 0 | 0
0 | 0 | 0 | 0
0 | 0 | 0 | 0
0 | 0 | 0 | 0
0 | 0 | 0 | 0
0 | 0 | 0 | 0
0 | 0 | 0 | 0
0 | 0 | 0 | 0
0 | 0 | 0 | 0
0 | 0 | 0 | 0
0 | 0 | 0 | 0
0 | 0 | 0 | 0
0 | 0 | 0 | 0
0 | 0 | 0 | 0
0 | 0 | 0 | 0
0 | 0 | 0 | 0
0 | 0 | 0 | 0
0 | 0 | 0 | 0
0 | 0 | 0 | 0
0 | 0 | 0 | 0
0 | 0 | 0 | 0
0 | 0 | 0 | 0
0 | 0 | 0 | 0
0 | 0 | 0 | 0
0 | 0 | 0 | 0
0 | 0 | 0 | 0
0 | 0 | 0 | 0
0 | 0 | 0 | 0
0 | 0 | 0 | 0
0 | 0 | 0 | 0
0 | 0 | 0 | 0
0 | 0 | 0 | 0
0 | 0 | 0 | 0
0 | 0 | 0 | 0
0 | 0 | 0 | 0
0 | 0 | 0 | 0
0 | 0 | 0 | 0
0 | 0 | 0 | 0
0 | 0 | 0 | 0
0 | 0 | 0 | 0
0 | 0 | 0 | 0
0 | 0 | 0 | 0
0 | 0 | 0 | 0
0 | 0 | 0 | 0
0 | 0 | 0 | 0
0 | 0 | 0 | 0
0 | 0 | 0 | 0
0 | 0 | 0 | 0
0 | 0 | 0 | 0
0 | 0 | 0 | 0
0 | 0 | 0 | 0
0 | 0 | 0 | 0
0 | 0 | 0 | 0
0 | 0 | 0 | 0
0 | 0 | 0 | 0
0 | 0 | 0 | 0
0 | 0 | 0 | 0
0 | 0 | 0 | 0
0 | 0 | 0 | 0
0 | 0 | 0 | 0
0 | 0 | 0 | 0
0 | 0 | 0 | 0
0 | 0 | 0 | 0
0 | 0 | 0 | 0
0 | 0 | 0 | 0
0 | 0 | 0 | 0
0 | 0 | 0 | 0
0 | 0 | 0 | 0
0 | 0 | 0 | 0
0 | 0 | 0 | 0
0 | 0 | 0 | 0
0 | 0 | 0 | 0
0 | 0 | 0 | 0
0 | 0 | 0 | 0
0 | 0 | 0 | 0
0 | 0 | 0 | 0
0 | 0 | 0 | 0
0 | 0 | 0 | 0
0 | 0 | 0 | 0
0 | 0 | 0 | 0
0 | 0 | 0 | 0
0 | 0 | 0 | 0
0 | 0 | 0 | 0
0 | 0 | 0 | 0
0 | 0 | 0 | 0
0 | 0 | 0 | 0
0 | 0 | 0 | 0
0 | 0 | 0 | 0
0 | 0 | 0 | 0
0 | 0 | 0 | 0
0 | 0 | 0 | 0
0 | 0 | 0 | 0
0 | 0 | 0 | 0
0 | 0 | 0 | 0
0 | 0 | 0 | 0
0 | 0 | 0 | 0
0 | 0 | 0 | 0
0 | 0 | 0 | 0
0 | 0 | 0 | 0
0 | 0 | 0 | 0
0 | 0 | 0 | 0
0 | 0 | 0 | 0
0 | 0 | 0 | 0
0 | 0 | 0 | 0
0 | 0 | 0 | 0
0 | 0 | 0 | 0
0 | 0 | 0 | 0
0 | 0 | 0 | 0
0 | 0 | 0 | 0
0 | 0 | 0 | 0
0 | 0 | 0 | 0
0 | 0 | 0 | 0
0 | 0 | 0 | 0
0 | 0 | 0 | 0
0 | 0 | 0 | 0
0 | 0 | 0 | 0
0 | 0 | 0 | 0
0 | 0 | 0 | 0
0 | 0 | 0 | 0
0 | 0 | 0 | 0
0 | 0 | 0 | 0
0 | 0 | 0 | 0
0 | 0 | 0 | 0
0 | 0 | 0 | 0
0 | 0 | 0 | 0
0 | 0 | 0 | 0
0 | 0 | 0 | 0
0 | 0 | 0 | 0
0 | 0 | 0 | 0
0 | 0 | 0 | 0
0 | 0 | 0 | 0
0 | 0 | 0 | 0
0 | 0 | 0 | 0
0 | 0 | 0 | 0
0 | 0 | 0 | 0
0 | 0 | 0 | 0
0 | 0 | 0 | 0
0 | 0 | 0 | 0
0 | 0 | 0 | 0
0 | 0 | 0 | 0
0 | 0 | 0 | 0
0 | 0 | 0 | 0
0 | 0 | 0 | 0
0 | 0 | 0 | 0
0 | 0 | 0 | 0
0 | 0 | 0 | 0
0 | 0 | 0 | 0
0 | 0 | 0 | 0
0 | 0 | 0 | 0
0 | 0 | 0 | 0
0 | 0 | 0 | 0
0 | 0 | 0 | 0
0 | 0 | 0 | 0
0 | 0 | 0 | 0
0 | 0 | 0 | 0
0 | 0 | 0 | 0
0 | 0 | 0 | 0
0 | 0 | 0 | 0
0 | 0 | 0 | 0
0 | 0 | 0 | 0
0 | 0 | 0 | 0
0 | 0 | 0 | 0
0 | 0 | 0 | 0
0 | 0 | 0 | 0
0 | 0 | 0 | 0
0 | 0 | 0 | 0
0 | 0 | 0 | 0
0 | 0 | 0 | 0
0 | 0 | 0 | 0
0 | 0 | 0 | 0
0 | 0 | 0 | 0
0 | 0 | 0 | 0
0 | 0 | 0 | 0
0 | 0 | 0 | 0
0 | 0 | 0 | 0
0 | 0 | 0 | 0
0 | 0 | 0 | 0
0 | 0 | 0 | 0
0 | 0 | 0 | 0
0 | 0 | 0 | 0
0 | 0 | 0 | 0
0 | 0 | 0 | 0
0 | 0 | 0 | 0
0 | 0 | 0 | 0
0 | 0 | 0 | 0
0 | 0 | 0 | 0
0 | 0 | 0 | 0
0 | 0 | 0 | 0
0 | 0 | 0 | 0
0 | 0 | 0 | 0
0 | 0 | 0 | 0
0 | 0 | 0 | 0
0 | 0 | 0 | 0
0 | 0 | 0 | 0
0 | 0 | 0 | 0
0 | 0 | 0 | 0
0 | 0 | 0 | 0
0 | 0 | 0 | 0
0 | 0 | 0 | 0
0 | 0 | 0 | 0
0 | 0 | 0 | 0
0 | 0 | 0 | 0
0 | 0 | 0 | 0
0 | 0 | 0 | 0
0 | 0 | 0 | 0
0 | 0 | 0 | 0
0 | 0 | 0 | 0
0 | 0 | 0 | 0
0 | 0 | 0 | 0
0 | 0 | 0 | 0
0 | 0 | 0 | 0
0 | 0 | 0 | 0
0 | 0 | 0 | 0
0 | 0 | 0 | 0
0 | 0 | 0 | 0
0 | 0 | 0 | 0
0 | 0 | 0 | 0
0 | 0 | 0 | 0
0 | 0 | 0 | 0
0 | 0 | 0 | 0
0 | 0 | 0 | 0
0 | 0 | 0 | 0
0 | 0 | 0 | 0
0 | 0 | 0 | 0
0 | 0 | 0 | 0
0 | 0 | 0 | 0
0 | 0 | 0 | 0
0 | 0 | 0 | 0
0 | 0 | 0 | 0
0 | 0 | 0 | 0
0 | 0 | 0 | 0
0 | 0 | 0 | 0
0 | 0 | 0 | 0
0 | 0 | 0 | 0
0 | 0 | 0 | 0
0 | 0 | 0 | 0
0 | 0 | 0 | 0
0 | 0 | 0 | 0
0 | 0 | 0 | 0
0 | 0 | 0 | 0
0 | 0 | 0 | 0
0 | 0 | 0 | 0
0 | 0 | 0 | 0
0 | 0 | 0 | 0
0 | 0 | 0 | 0
0 | 0 | 0 | 0
0 | 0 | 0 | 0
0 | 0 | 0 | 0
0 | 0 | 0 | 0
0 | 0 | 0 | 0
0 | 0 | 0 | 0
0 | 0 | 0 | 0
0 | 0 | 0 | 0
0 | 0 | 0 | 0
0 | 0 | 0 | 0
0 | 0 | 0 | 0
0 | 0 | 0 | 0
0 | 0 | 0 | 0
0 | 0 | 0 | 0
0 | 0 | 0 | 0
0 | 0 | 0 | 0
0 | 0 | 0 | 0
0 | 0 | 0 | 0
0 | 0 | 0 | 0
0 | 0 | 0 | 0
0 | 0 | 0 | 0
0 | 0 | 0 | 0
0 | 0 | 0 | 0
0 | 0 | 0 | 0
0 | 0 | 0 | 0
0 | 0 | 0 | 0
0 | 0 | 0 | 0
0 | 0 | 0 | 0
0 | 0 | 0 | 0
0 | 0 | 0 | 0
0 | 0 | 0 | 0
0 | 0 | 0 | 0
0 | 0 | 0 | 0
0 | 0 | 0 | 0
0 | 0 | 0 | 0
0 | 0 | 0 | 0
0 | 0 | 0 | 0
0 | 0 | 0 | 0
0 | 0 | 0 | 0
0 | 0 | 0 | 0
0 | 0 | 0 | 0
0 | 0 | 0 | 0
0 | 0 | 0 | 0
0 | 0 | 0 | 0
0 | 0 | 0 | 0
0 | 0 | 0 | 0
0 | 0 | 0 | 0
0 | 0 | 0 | 0
0 | 0 | 0 | 0
0 | 0 | 0 | 0
0 | 0 | 0 | 0
0 | 0 | 0 | 0
0 | 0 | 0 | 0
0 | 0 | 0 | 0
0 | 0 | 0 | 0
0 | 0 | 0 | 0
0 | 0 | 0 | 0
0 | 0 | 0 | 0
0 | 0 | 0 | 0
0 | 0 | 0 | 0
0 | 0 | 0 | 0
0 | 0 | 0 | 0
0 | 0 | 0 | 0
0 | 0 | 0 | 0
0 | 0 | 0 | 0
0 | 0 | 0 | 0
0 | 0 | 0 | 0
0 | 0 | 0 | 0
0 | 0 | 0 | 0
0 | 0 | 0 | 0
0 | 0 | 0 | 0
0 | 0 | 0 | 0
0 | 0 | 0 | 0
0 | 0 | 0 | 0
0 | 0 | 0 | 0
0 | 0 | 0 | 0
0 | 0 | 0 | 0
0 | 0 | 0 | 0
0 | 0 | 0 | 0
0 | 0 | 0 | 0
0 | 0 | 0 | 0
0 | 0 | 0 | 0
0 | 0 | 0 | 0
0 | 0 | 0 | 0
0 | 0 | 0 | 0
0 | 0 | 0 | 0
0 | 0 | 0 | 0
0 | 0 | 0 | 0
0 | 0 | 0 | 0
0 | 0 | 0 | 0
0 | 0 | 0 | 0
0 | 0 | 0 | 0
0 | 0 | 0 | 0
0 | 0 | 0 | 0
0 | 0 | 0 | 0
0 | 0 | 0 | 0
0 | 0 | 0 | 0
0 | 0 | 0 | 0
0 | 0 | 0 | 0
0 | 0 | 0 | 0
0 | 0 | 0 | 0
0 | 0 | 0 | 0
0 | 0 | 0 | 0
0 | 0 | 0 | 0
0 | 0 | 0 | 0
0 | 0 | 0 | 0
0 | 0 | 0 | 0
0 | 0 | 0 | 0
0 | 0 | 0 | 0
0 | 0 | 0 | 0
0 | 0 | 0 | 0
0 | 0 | 0 | 0
0 | 0 | 0 | 0
0 | 0 | 0 | 0
0 | 0 | 0 | 0
0 | 0 | 0 | 0
0 | 0 | 0 | 0
0 | 0 | 0 | 0
0 | 0 | 0 | 0
0 | 0 | 0 | 0
0 | 0 | 0 | 0
0 | 0 | 0 | 0
0 | 0 | 0 | 0
0 | 0 | 0 | 0
0 | 0 | 0 | 0
0 | 0 | 0 | 0
0 | 0 | 0 | 0
0 | 0 | 0 | 0
0 | 0 | 0 | 0
0 | 0 | 0 | 0
0 | 0 | 0 | 0
0 | 0 | 0 | 0
0 | 0 | 0 | 0
0 | 0 | 0 | 0
0 | 0 | 0 | 0
0 | 0 | 0 | 0
0 | 0 | 0 | 0
0 | 0 | 0 | 0
0 | 0 | 0 | 0
0 | 0 | 0 | 0
0 | 0 | 0 | 0
0 | 0 | 0 | 0
0 | 0 | 0 | 0
0 | 0 | 0 | 0
0 | 0 | 0 | 0
0 | 0 | 0 | 0
0 | 0 | 0 | 0
0 | 0 | 0 | 0
0 | 0 | 0 | 0
0 | 0 | 0 | 0
0 | 0 | 0 | 0
0 | 0 | 0 | 0
0 | 0 | 0 | 0
0 | 0 | 0 | 0
0 | 0 | 0 | 0
0 | 0 | 0 | 0
0 | 0 | 0 | 0
0 | 0 | 0 | 0
0 | 0 | 0 | 0
0 | 0 | 0 | 0
0 | 0 | 0 | 0
0 | 0 | 0 | 0
0 | 0 | 0 | 0
0 | 0 | 0 | 0
0 | 0 | 0 | 0
0 | 0 | 0 | 0
0 | 0 | 0 | 0
0 | 0 | 0 | 0
0 | 0 | 0 | 0
0 | 0 | 0 | 0
0 | 0 | 0 | 0
0 | 0 | 0 | 0
0 | 0 | 0 | 0
0 | 0 | 0 | 0
0 | 0 | 0 | 0
0 | 0 | 0 | 0
0 | 0 | 0 | 0
0 | 0 | 0 | 0
0 | 0 | 0 | 0
0 | 0 | 0 | 0
0 | 0 | 0 | 0
0 | 0 | 0 | 0
0 | 0 | 0 | 0
0 | 0 | 0 | 0
0 | 0 | 0 | 0
0 | 0 | 0 | 0
0 | 0 | 0 | 0
0 | 0 | 0 | 0
0 | 0 | 0 | 0
0 | 0 | 0 | 0
0 | 0 | 0 | 0
0 | 0 | 0 | 0
0 | 0 | 0 | 0
0 | 0 | 0 | 0
0 | 0 | 0 | 0
0 | 0 | 0 | 0
0 | 0 | 0 | 0
0 | 0 | 0 | 0
0 | 0 | 0 | 0
0 | 0 | 0 | 0
0 | 0 | 0 | 0
0 | 0 | 0 | 0
0 | 0 | 0 | 0
0 | 0 | 0 | 0
0 | 0 | 0 | 0
0 | 0 | 0 | 0
0 | 0 | 0 | 0
0 | 0 | 0 | 0
0 | 0 | 0 | 0
0 | 0 | 0 | 0
0 | 0 | 0 | 0
0 | 0 | 0 | 0
0 | 0 | 0 | 0
0 | 0 | 0 | 0
0 | 0 | 0 | 0
0 | 0 | 0 | 0
0 | 0 | 0 | 0
0 | 0 | 0 | 0
0 | 0 | 0 | 0
0 | 0 | 0 | 0
0 | 0 | 0 | 0
0 | 0 | 0 | 0
0 | 0 | 0 | 0
0 | 0 | 0 | 0
0 | 0 | 0 | 0
0 | 0 | 0 | 0
0 | 0 | 0 | 0
0 | 0 | 0 | 0
0 | 0 | 0 | 0
0 | 0 | 0 | 0
0 | 0 | 0 | 0
0 | 0 | 0 | 0
0 | 0 | 0 | 0
0 | 0 | 0 | 0
0 | 0 | 0 | 0
0 | 0 | 0 | 0
0 | 0 | 0 | 0
0 | 0 | 0 | 0
0 | 0 | 0 | 0
0 | 0 | 0 | 0
0 | 0 | 0 | 0
0 | 0 | 0 | 0
0 | 0 | 0 | 0
0 | 0 | 0 | 0
0 | 0 | 0 | 0
0 | 0 | 0 | 0
0 | 0 | 0 | 0
0 | 0 | 0 | 0
0 | 0 | 0 | 0
0 | 0 | 0 | 0
0 | 0 | 0 | 0
0 | 0 | 0 | 0
0 | 0 | 0 | 0
0 | 0 | 0 | 0
0 | 0 | 0 | 0
0 | 0 | 0 | 0
0 | 0 | 0 | 0
0 | 0 | 0 | 0
0 | 0 | 0 | 0
0 | 0 | 0 | 0
0 | 0 | 0 | 0
0 | 0 | 0 | 0
0 | 0 | 0 | 0
0 | 0 | 0 | 0
0 | 0 | 0 | 0
0 | 0 | 0 | 0
0 | 0 | 0 | 0
0 | 0 | 0 | 0
0 | 0 | 0 | 0
0 | 0 | 0 | 0
0 | 0 | 0 | 0
0 | 0 | 0 | 0
0 | 0 | 0 | 0
0 | 0 | 0 | 0
0 | 0 | 0 | 0
0 | 0 | 0 | 0
0 | 0 | 0 | 0
0 | 0 | 0 | 0
0 | 0 | 0 | 0
0 | 0 | 0 | 0
0 | 0 | 0 | 0
0 | 0 | 0 | 0
0 | 0 | 0 | 0
0 | 0 | 0 | 0
0 | 0 | 0 | 0
0 | 0 | 0 | 0
0 | 0 | 0 | 0
0 | 0 | 0 | 0
0 | 0 | 0 | 0
0 | 0 | 0 | 0
0 | 0 | 0 | 0
0 | 0 | 0 | 0
0 | 0 | 0 | 0
0 | 0 | 0 | 0
0 | 0 | 0 | 0
0 | 0 | 0 | 0
0 | 0 | 0 | 0
0 | 0 | 0 | 0
0 | 0 | 0 | 0
0 | 0 | 0 | 0
0 | 0 | 0 | 0
0 | 0 | 0 | 0
0 | 0 | 0 | 0
0 | 0 | 0 | 0
0 | 0 | 0 | 0
0 | 0 | 0 | 0
0 | 0 | 0 | 0
0 | 0 | 0 | 0
0 | 0 | 0 | 0
0 | 0 | 0 | 0
0 | 0 | 0 | 0
0 | 0 | 0 | 0
0 | 0 | 0 | 0
0 | 0 | 0 | 0
0 | 0 | 0 | 0
0 | 0 | 0 | 0
0 | 0 | 0 | 0
0 | 0 | 0 | 0
0 | 0 | 0 | 0
0 | 0 | 0 | 0
0 | 0 | 0 | 0
0 | 0 | 0 | 0
0 | 0 | 0 | 0
0 | 0 | 0 | 0
0 | 0 | 0 | 0
0 | 0 | 0 | 0
0 | 0 | 0 | 0
0 | 0 | 0 | 0
0 | 0 | 0 | 0
0 | 0 | 0 | 0
0 | 0 | 0 | 0
0 | 0 | 0 | 0
0 | 0 | 0 | 0
0 | 0 | 0 | 0
0 | 0 | 0 | 0
0 | 0 | 0 | 0
0 | 0 | 0 | 0
0 | 0 | 0 | 0
0 | 0 | 0 | 0
0 | 0 | 0 | 0
0 | 0 | 0 | 0
0 | 0 | 0 | 0
0 | 0 | 0 | 0
0 | 0 | 0 | 0
0 | 0 | 0 | 0
0 | 0 | 0 | 0
0 | 0 | 0 | 0
0 | 0 | 0 | 0
0 | 0 | 0 | 0
0 | 0 | 0 | 0
0 | 0 | 0 | 0
0 | 0 | 0 | 0
0 | 0 | 0 | 0
0 | 0 | 0 | 0
0 | 0 | 0 | 0
0 | 0 | 0 | 0
0 | 0 | 0 | 0
0 | 0 | 0 | 0
0 | 0 | 0 | 0
0 | 0 | 0 | 0
0 | 0 | 0 | 0
0 | 0 | 0 | 0
0 | 0 | 0 | 0
0 | 0 | 0 | 0
0 | 0 | 0 | 0
0 | 0 | 0 | 0
0 | 0 | 0 | 0
0 | 0 | 0 | 0
0 | 0 | 0 | 0
0 | 0 | 0 | 0
0 | 0 | 0 | 0
0 | 0 | 0 | 0
0 | 0 | 0 | 0
0 | 0 | 0 | 0
0 | 0 | 0 | 0
0 | 0 | 0 | 0
0 | 0 | 0 | 0
0 | 0 | 0 | 0
0 | 0 | 0 | 0
0 | 0 | 0 | 0
0 | 0 | 0 | 0
0 | 0 | 0 | 0
0 | 0 | 0 | 0
0 | 0 | 0 | 0
0 | 0 | 0 | 0
0 | 0 | 0 | 0
0 | 0 | 0 | 0
0 | 0 | 0 | 0
0 | 0 | 0 | 0
0 | 0 | 0 | 0
0 | 0 | 0 | 0
0 | 0 | 0 | 0
0 | 0 | 0 | 0
0 | 0 | 0 | 0
0 | 0 | 0 | 0
0 | 0 | 0 | 0
0 | 0 | 0 | 0
0 | 0 | 0 | 0
0 | 0 | 0 | 0
0 | 0 | 0 | 0
0 | 0 | 0 | 0
0 | 0 | 0 | 0
0 | 0 | 0 | 0
0 | 0 | 0 | 0
0 | 0 | 0 | 0
0 | 0 | 0 | 0
0 | 0 | 0 | 0
0 | 0 | 0 | 0
0 | 0 | 0 | 0
0 | 0 | 0 | 0
0 | 0 | 0 | 0
0 | 0 | 0 | 0
0 | 0 | 0 | 0
0 | 0 | 0 | 0
0 | 0 | 0 | 0
0 | 0 | 0 | 0
0 | 0 | 0 | 0
0 | 0 | 0 | 0
0 | 0 | 0 | 0
0 | 0 | 0 | 0
0 | 0 | 0 | 0
0 | 0 | 0 | 0
0 | 0 | 0 | 0
0 | 0 | 0 | 0
0 | 0 | 0 | 0
0 | 0 | 0 | 0
0 | 0 | 0 | 0
0 | 0 | 0 | 0
0 | 0 | 0 | 0
0 | 0 | 0 | 0
0 | 0 | 0 | 0
0 | 0 | 0 | 0
0 | 0 | 0 | 0
0 | 0 | 0 | 0
0 | 0 | 0 | 0
0 | 0 | 0 | 0
0 | 0 | 0 | 0
0 | 0 | 0 | 0
0 | 0 | 0 | 0
0 | 0 | 0 | 0
0 | 0 | 0 | 0
0 | 0 | 0 | 0
0 | 0 | 0 | 0
0 | 0 | 0 | 0
0 | 0 | 0 | 0
0 | 0 | 0 | 0
0 | 0 | 0 | 0
0 | 0 | 0 | 0
0 | 0 | 0 | 0
0 | 0 | 0 | 0
0 | 0 | 0 | 0
0 | 0 | 0 | 0
0 | 0 | 0 | 0
0 | 0 | 0 | 0
0 | 0 | 0 | 0
0 | 0 | 0 | 0
0 | 0 | 0 | 0
0 | 0 | 0 | 0
0 | 0 | 0 | 0
0 | 0 | 0 | 0
0 | 0 | 0 | 0
0 | 0 | 0 | 0
0 | 0 | 0 | 0
0 | 0 | 0 | 0
0 | 0 | 0 | 0
0 | 0 | 0 | 0
0 | 0 | 0 | 0
0 | 0 | 0 | 0
0 | 0 | 0 | 0
0 | 0 | 0 | 0
0 | 0 | 0 | 0
0 | 0 | 0 | 0
0 | 0 | 0 | 0
0 | 0 | 0 | 0
0 | 0 | 0 | 0
0 | 0 | 0 | 0
0 | 0 | 0 | 0
0 | 0 | 0 | 0
0 | 0 | 0 | 0
0 | 0 | 0 | 0
0 | 0 | 0 | 0
0 | 0 | 0 | 0
0 | 0 | 0 | 0
0 | 0 | 0 | 0
0 | 0 | 0 | 0
0 | 0 | 0 | 0
0 | 0 | 0 | 0
0 | 0 | 0 | 0
0 | 0 | 0 | 0
0 | 0 | 0 | 0
0 | 0 | 0 | 0
0 | 0 | 0 | 0
0 | 0 | 0 | 0
0 | 0 | 0 | 0
0 | 0 | 0 | 0
0 | 0 | 0 | 0
0 | 0 | 0 | 0
0 | 0 | 0 | 0
0 | 0 | 0 | 0
0 | 0 | 0 | 0
0 | 0 | 0 | 0
0 | 0 | 0 | 0
0 | 0 | 0 | 0
0 | 0 | 0 | 0
0 | 0 | 0 | 0
0 | 0 | 0 | 0
0 | 0 | 0 | 0
0 | 0 | 0 | 0
0 | 0 | 0 | 0
0 | 0 | 0 | 0
0 | 0 | 0 | 0
0 | 0 | 0 | 0
0 | 0 | 0 | 0
0 | 0 | 0 | 0
0 | 0 | 0 | 0
0 | 0 | 0 | 0
0 | 0 | 0 | 0
0 | 0 | 0 | 0
0 | 0 | 0 | 0
0 | 0 | 0 | 0
0 | 0 | 0 | 0
0 | 0 | 0 | 0
0 | 0 | 0 | 0
0 | 0 | 0 | 0
0 | 0 | 0 | 0
0 | 0 | 0 | 0
0 | 0 | 0 | 0
0 | 0 | 0 | 0
0 | 0 | 0 | 0
0 | 0 | 0 | 0
0 | 0 | 0 | 0
0 | 0 | 0 | 0
0 | 0 | 0 | 0
0 | 0 | 0 | 0
0 | 0 | 0 | 0
0 | 0 | 0 | 0
0 | 0 | 0 | 0
0 | 0 | 0 | 0
0 | 0 | 0 | 0
0 | 0 | 0 | 0
0 | 0 | 0 | 0
0 | 0 | 0 | 0
0 | 0 | 0 | 0
0 | 0 | 0 | 0
0 | 0 | 0 | 0
0 | 0 | 0 | 0
0 | 0 | 0 | 0
0 | 0 | 0 | 0
0 | 0 | 0 | 0
0 | 0 | 0 | 0
0 | 0 | 0 | 0
0 | 0 | 0 | 0
0 | 0 | 0 | 0
0 | 0 | 0 | 0
0 | 0 | 0 | 0
0 | 0 | 0 | 0
0 | 0 | 0 | 0
0 | 0 | 0 | 0
0 | 0 | 0 | 0
0 | 0 | 0 | 0
0 | 0 | 0 | 0
0 | 0 | 0 | 0
0 | 0 | 0 | 0
0 | 0 | 0 | 0
0 | 0 | 0 | 0
0 | 0 | 0 | 0
0 | 0 | 0 | 0
0 | 0 | 0 | 0
0 | 0 | 0 | 0
0 | 0 | 0 | 0
0 | 0 | 0 | 0
0 | 0 | 0 | 0
0 | 0 | 0 | 0
0 | 0 | 0 | 0
0 | 0 | 0 | 0
0 | 0 | 0 | 0
0 | 0 | 0 | 0
0 | 0 | 0 | 0
0 | 0 | 0 | 0
0 | 0 | 0 | 0
0 | 0 | 0 | 0
0 | 0 | 0 | 0
0 | 0 | 0 | 0
0 | 0 | 0 | 0
0 | 0 | 0 | 0
0 | 0 | 0 | 0
0 | 0 | 0 | 0
0 | 0 | 0 | 0
0 | 0 | 0 | 0
0 | 0 | 0 | 0
0 | 0 | 0 | 0
0 | 0 | 0 | 0
0 | 0 | 0 | 0
0 | 0 | 0 | 0
0 | 0 | 0 | 0
0 | 0 | 0 | 0
0 | 0 | 0 | 0
0 | 0 | 0 | 0
0 | 0 | 0 | 0
0 | 0 | 0 | 0
0 | 0 | 0 | 0
0 | 0 | 0 | 0
0 | 0 | 0 | 0
0 | 0 | 0 | 0
0 | 0 | 0 | 0
0 | 0 | 0 | 0
0 | 0 | 0 | 0
0 | 0 | 0 | 0
0 | 0 | 0 | 0
0 | 0 | 0 | 0
0 | 0 | 0 | 0
0 | 0 | 0 | 0
0 | 0 | 0 | 0
0 | 0 | 0 | 0
0 | 0 | 0 | 0
0 | 0 | 0 | 0
0 | 0 | 0 | 0
0 | 0 | 0 | 0
0 | 0 | 0 | 0
0 | 0 | 0 | 0
0 | 0 | 0 | 0
0 | 0 | 0 | 0
0 | 0 | 0 | 0
0 | 0 | 0 | 0
0 | 0 | 0 | 0
0 | 0 | 0 | 0
0 | 0 | 0 | 0
0 | 0 | 0 | 0
0 | 0 | 0 | 0
0 | 0 | 0 | 0
0 | 0 | 0 | 0
0 | 0 | 0 | 0
0 | 0 | 0 | 0
0 | 0 | 0 | 0
0 | 0 | 0 | 0
0 | 0 | 0 | 0
0 | 0 | 0 | 0
0 | 0 | 0 | 0
0 | 0 | 0 | 0
0 | 0 | 0 | 0
0 | 0 | 0 | 0
0 | 0 | 0 | 0
0 | 0 | 0 | 0
0 | 0 | 0 | 0
0 | 0 | 0 | 0
0 | 0 | 0 | 0
0 | 0 | 0 | 0
0 | 0 | 0 | 0
0 | 0 | 0 | 0
0 | 0 | 0 | 0
0 | 0 | 0 | 0
0 | 0 | 0 | 0
0 | 0 | 0 | 0
0 | 0 | 0 | 0
0 | 0 | 0 | 0
0 | 0 | 0 | 0
0 | 0 | 0 | 0
0 | 0 | 0 | 0
0 | 0 | 0 | 0
0 | 0 | 0 | 0
0 | 0 | 0 | 0
0 | 0 | 0 | 0
0 | 0 | 0 | 0
0 | 0 | 0 | 0
0 | 0 | 0 | 0
0 | 0 | 0 | 0
0 | 0 | 0 | 0
0 | 0 | 0 | 0
0 | 0 | 0 | 0
0 | 0 | 0 | 0
0 | 0 | 0 | 0
0 | 0 | 0 | 0
0 | 0 | 0 | 0
0 | 0 | 0 | 0
0 | 0 | 0 | 0
0 | 0 | 0 | 0
0 | 0 | 0 | 0
0 | 0 | 0 | 0
0 | 0 | 0 | 0
0 | 0 | 0 | 0
0 | 0 | 0 | 0
0 | 0 | 0 | 0
0 | 0 | 0 | 0
0 | 0 | 0 | 0
0 | 0 | 0 | 0
0 | 0 | 0 | 0
0 | 0 | 0 | 0
0 | 0 | 0 | 0
0 | 0 | 0 | 0
0 | 0 | 0 | 0
0 | 0 | 0 | 0
0 | 0 | 0 | 0
0 | 0 | 0 | 0
0 | 0 | 0 | 0
0 | 0 | 0 | 0
0 | 0 | 0 | 0
0 | 0 | 0 | 0
0 | 0 | 0 | 0
0 | 0 | 0 | 0
0 | 0 | 0 | 0
0 | 0 | 0 | 0
0 | 0 | 0 | 0
0 | 0 | 0 | 0
0 | 0 | 0 | 0
0 | 0 | 0 | 0
0 | 0 | 0 | 0
0 | 0 | 0 | 0
0 | 0 | 0 | 0
0 | 0 | 0 | 0
0 | 0 | 0 | 0
0 | 0 | 0 | 0
0 | 0 | 0 | 0
0 | 0 | 0 | 0
0 | 0 | 0 | 0
0 | 0 | 0 | 0
0 | 0 | 0 | 0
0 | 0 | 0 | 0
0 | 0 | 0 | 0
0 | 0 | 0 | 0
0 | 0 | 0 | 0
0 | 0 | 0 | 0
0 | 0 | 0 | 0
0 | 0 | 0 | 0
0 | 0 | 0 | 0
0 | 0 | 0 | 0
0 | 0 | 0 | 0
0 | 0 | 0 | 0
0 | 0 | 0 | 0
0 | 0 | 0 | 0
0 | 0 | 0 | 0
0 | 0 | 0 | 0
0 | 0 | 0 | 0
0 | 0 | 0 | 0
0 | 0 | 0 | 0
0 | 0 | 0 | 0
0 | 0 | 0 | 0
0 | 0 | 0 | 0
0 | 0 | 0 | 0
0 | 0 | 0 | 0
0 | 0 | 0 | 0
0 | 0 | 0 | 0
0 | 0 | 0 | 0
0 | 0 | 0 | 0
0 | 0 | 0 | 0
0 | 0 | 0 | 0
0 | 0 | 0 | 0
0 | 0 | 0 | 0
0 | 0 | 0 | 0
0 | 0 | 0 | 0
0 | 0 | 0 | 0
0 | 0 | 0 | 0
0 | 0 | 0 | 0
0 | 0 | 0 | 0
0 | 0 | 0 | 0
0 | 0 | 0 | 0
0 | 0 | 0 | 0
0 | 0 | 0 | 0
0 | 0 | 0 | 0
0 | 0 | 0 | 0
0 | 0 | 0 | 0
0 | 0 | 0 | 0
0 | 0 | 0 | 0
0 | 0 | 0 | 0
0 | 0 | 0 | 0
0 | 0 | 0 | 0
0 | 0 | 0 | 0
0 | 0 | 0 | 0
0 | 0 | 0 | 0
0 | 0 | 0 | 0
0 | 0 | 0 | 0
0 | 0 | 0 | 0
0 | 0 | 0 | 0
0 | 0 | 0 | 0
0 | 0 | 0 | 0
0 | 0 | 0 | 0
0 | 0 | 0 | 0
0 | 0 | 0 | 0
0 | 0 | 0 | 0
0 | 0 | 0 | 0
0 | 0 | 0 | 0
0 | 0 | 0 | 0
0 | 0 | 0 | 0
0 | 0 | 0 | 0
0 | 0 | 0 | 0
0 | 0 | 0 | 0
0 | 0 | 0 | 0
0 | 0 | 0 | 0
0 | 0 | 0 | 0
0 | 0 | 0 | 0
0 | 0 | 0 | 0
0 | 0 | 0 | 0
0 | 0 | 0 | 0
0 | 0 | 0 | 0
0 | 0 | 0 | 0
0 | 0 | 0 | 0
0 | 0 | 0 | 0
0 | 0 | 0 | 0
0 | 0 | 0 | 0
0 | 0 | 0 | 0
0 | 0 | 0 | 0
0 | 0 | 0 | 0
0 | 0 | 0 | 0
0 | 0 | 0 | 0
0 | 0 | 0 | 0
0 | 0 | 0 | 0
0 | 0 | 0 | 0
0 | 0 | 0 | 0
0 | 0 | 0 | 0
0 | 0 | 0 | 0
0 | 0 | 0 | 0
0 | 0 | 0 | 0
0 | 0 | 0 | 0
0 | 0 | 0 | 0
0 | 0 | 0 | 0
0 | 0 | 0 | 0
0 | 0 | 0 | 0
0 | 0 | 0 | 0
0 | 0 | 0 | 0
0 | 0 | 0 | 0
0 | 0 | 0 | 0
0 | 0 | 0 | 0
0 | 0 | 0 | 0
0 | 0 | 0 | 0
0 | 0 | 0 | 0
0 | 0 | 0 | 0
0 | 0 | 0 | 0
0 | 0 | 0 | 0
0 | 0 | 0 | 0
0 | 0 | 0 | 0
0 | 0 | 0 | 0
0 | 0 | 0 | 0
0 | 0 | 0 | 0
0 | 0 | 0 | 0
0 | 0 | 0 | 0
0 | 0 | 0 | 0
0 | 0 | 0 | 0
0 | 0 | 0 | 0
0 | 0 | 0 | 0
0 | 0 | 0 | 0
0 | 0 | 0 | 0
0 | 0 | 0 | 0
0 | 0 | 0 | 0
0 | 0 | 0 | 0
0 | 0 | 0 | 0
0 | 0 | 0 | 0
0 | 0 | 0 | 0
0 | 0 | 0 | 0
0 | 0 | 0 | 0
0 | 0 | 0 | 0
0 | 0 | 0 | 0
0 | 0 | 0 | 0
0 | 0 | 0 | 0
0 | 0 | 0 | 0
0 | 0 | 0 | 0
0 | 0 | 0 | 0
0 | 0 | 0 | 0
0 | 0 | 0 | 0
0 | 0 | 0 | 0
0 | 0 | 0 | 0
0 | 0 | 0 | 0
0 | 0 | 0 | 0
0 | 0 | 0 | 0
0 | 0 | 0 | 0
0 | 0 | 0 | 0
0 | 0 | 0 | 0
0 | 0 | 0 | 0
0 | 0 | 0 | 0
0 | 0 | 0 | 0
0 | 0 | 0 | 0
0 | 0 | 0 | 0
0 | 0 | 0 | 0
0 | 0 | 0 | 0
0 | 0 | 0 | 0
0 | 0 | 0 | 0
0 | 0 | 0 | 0
0 | 0 | 0 | 0
0 | 0 | 0 | 0
0 | 0 | 0 | 0
0 | 0 | 0 | 0
0 | 0 | 0 | 0
0 | 0 | 0 | 0
0 | 0 | 0 | 0
0 | 0 | 0 | 0
0 | 0 | 0 | 0
0 | 0 | 0 | 0
0 | 0 | 0 | 0
0 | 0 | 0 | 0
0 | 0 | 0 | 0
0 | 0 | 0 | 0
0 | 0 | 0 | 0
0 | 0 | 0 | 0
0 | 0 | 0 | 0
0 | 0 | 0 | 0
0 | 0 | 0 | 0
0 | 0 | 0 | 0
0 | 0 | 0 | 0
0 | 0 | 0 | 0
0 | 0 | 0 | 0
0 | 0 | 0 | 0
0 | 0 | 0 | 0
0 | 0 | 0 | 0
0 | 0 | 0 | 0
0 | 0 | 0 | 0
0 | 0 | 0 | 0
0 | 0 | 0 | 0
0 | 0 | 0 | 0
0 | 0 | 0 | 0
0 | 0 | 0 | 0
0 | 0 | 0 | 0
0 | 0 | 0 | 0
0 | 0 | 0 | 0
0 | 0 | 0 | 0
0 | 0 | 0 | 0
0 | 0 | 0 | 0
0 | 0 | 0 | 0
0 | 0 | 0 | 0
0 | 0 | 0 | 0
0 | 0 | 0 | 0
0 | 0 | 0 | 0
0 | 0 | 0 | 0
0 | 0 | 0 | 0
0 | 0 | 0 | 0
0 | 0 | 0 | 0
0 | 0 | 0 | 0
0 | 0 | 0 | 0
0 | 0 | 0 | 0
0 | 0 | 0 | 0
0 | 0 | 0 | 0
0 | 0 | 0 | 0
0 | 0 | 0 | 0
0 | 0 | 0 | 0
0 | 0 | 0 | 0
0 | 0 | 0 | 0
0 | 0 | 0 | 0
0 | 0 | 0 | 0
0 | 0 | 0 | 0
0 | 0 | 0 | 0
0 | 0 | 0 | 0
0 | 0 | 0 | 0
0 | 0 | 0 | 0
0 | 0 | 0 | 0
0 | 0 | 0 | 0
0 | 0 | 0 | 0
0 | 0 | 0 | 0
0 | 0 | 0 | 0
0 | 0 | 0 | 0
0 | 0 | 0 | 0
0 | 0 | 0 | 0
0 | 0 | 0 | 0
0 | 0 | 0 | 0
0 | 0 | 0 | 0
0 | 0 | 0 | 0
0 | 0 | 0 | 0
0 | 0 | 0 | 0
0 | 0 | 0 | 0
0 | 0 | 0 | 0
0 | 0 | 0 | 0
0 | 0 | 0 | 0
0 | 0 | 0 | 0
0 | 0 | 0 | 0
0 | 0 | 0 | 0
0 | 0 | 0 | 0
0 | 0 | 0 | 0
0 | 0 | 0 | 0
0 | 0 | 0 | 0
0 | 0 | 0 | 0
0 | 0 | 0 | 0
0 | 0 | 0 | 0
0 | 0 | 0 | 0
0 | 0 | 0 | 0
0 | 0 | 0 | 0
0 | 0 | 0 | 0
0 | 0 | 0 | 0
0 | 0 | 0 | 0
0 | 0 | 0 | 0
0 | 0 | 0 | 0
0 | 0 | 0 | 0
0 | 0 | 0 | 0
0 | 0 | 0 | 0
0 | 0 | 0 | 0
0 | 0 | 0 | 0
0 | 0 | 0 | 0
0 | 0 | 0 | 0
0 | 0 | 0 | 0
0 | 0 | 0 | 0
0 | 0 | 0 | 0
0 | 0 | 0 | 0
0 | 0 | 0 | 0
0 | 0 | 0 | 0
0 | 0 | 0 | 0
0 | 0 | 0 | 0
0 | 0 | 0 | 0
0 | 0 | 0 | 0
0 | 0 | 0 | 0
0 | 0 | 0 | 0
0 | 0 | 0 | 0
0 | 0 | 0 | 0
0 | 0 | 0 | 0
0 | 0 | 0 | 0
0 | 0 | 0 | 0
0 | 0 | 0 | 0
0 | 0 | 0 | 0
0 | 0 | 0 | 0
0 | 0 | 0 | 0
0 | 0 | 0 | 0
0 | 0 | 0 | 0
0 | 0 | 0 | 0
0 | 0 | 0 | 0
0 | 0 | 0 | 0
0 | 0 | 0 | 0
0 | 0 | 0 | 0
0 | 0 | 0 | 0
0 | 0 | 0 | 0
0 | 0 | 0 | 0
0 | 0 | 0 | 0
0 | 0 | 0 | 0
0 | 0 | 0 | 0
0 | 0 | 0 | 0
0 | 0 | 0 | 0
0 | 0 | 0 | 0
0 | 0 | 0 | 0
0 | 0 | 0 | 0
0 | 0 | 0 | 0
0 | 0 | 0 | 0
0 | 0 | 0 | 0
0 | 0 | 0 | 0
0 | 0 | 0 | 0
0 | 0 | 0 | 0
0 | 0 | 0 | 0
0 | 0 | 0 | 0
0 | 0 | 0 | 0
0 | 0 | 0 | 0
0 | 0 | 0 | 0
0 | 0 | 0 | 0
0 | 0 | 0 | 0
0 | 0 | 0 | 0
0 | 0 | 0 | 0
0 | 0 | 0 | 0
0 | 0 | 0 | 0
0 | 0 | 0 | 0
0 | 0 | 0 | 0
0 | 0 | 0 | 0
0 | 0 | 0 | 0
0 | 0 | 0 | 0
0 | 0 | 0 | 0
0 | 0 | 0 | 0
0 | 0 | 0 | 0
0 | 0 | 0 | 0
0 | 0 | 0 | 0
0 | 0 | 0 | 0
0 | 0 | 0 | 0
0 | 0 | 0 | 0
0 | 0 | 0 | 0
0 | 0 | 0 | 0
0 | 0 | 0 | 0
0 | 0 | 0 | 0
0 | 0 | 0 | 0
0 | 0 | 0 | 0
0 | 0 | 0 | 0
0 | 0 | 0 | 0
0 | 0 | 0 | 0
0 | 0 | 0 | 0
0 | 0 | 0 | 0
0 | 0 | 0 | 0
0 | 0 | 0 | 0
0 | 0 | 0 | 0
0 | 0 | 0 | 0
0 | 0 | 0 | 0
0 | 0 | 0 | 0
0 | 0 | 0 | 0
0 | 0 | 0 | 0
0 | 0 | 0 | 0
0 | 0 | 0 | 0
0 | 0 | 0 | 0
0 | 0 | 0 | 0
0 | 0 | 0 | 0
0 | 0 | 0 | 0
0 | 0 | 0 | 0
0 | 0 | 0 | 0
0 | 0 | 0 | 0
0 | 0 | 0 | 0
0 | 0 | 0 | 0
0 | 0 | 0 | 0
0 | 0 | 0 | 0
0 | 0 | 0 | 0
0 | 0 | 0 | 0
0 | 0 | 0 | 0
0 | 0 | 0 | 0
0 | 0 | 0 | 0
0 | 0 | 0 | 0
0 | 0 | 0 | 0
0 | 0 | 0 | 0
0 | 0 | 0 | 0
0 | 0 | 0 | 0
0 | 0 | 0 | 0
0 | 0 | 0 | 0
0 | 0 | 0 | 0
0 | 0 | 0 | 0
0 | 0 | 0 | 0
0 | 0 | 0 | 0
0 | 0 | 0 | 0
0 | 0 | 0 | 0
0 | 0 | 0 | 0
0 | 0 | 0 | 0
0 | 0 | 0 | 0
0 | 0 | 0 | 0
0 | 0 | 0 | 0
0 | 0 | 0 | 0
0 | 0 | 0 | 0
0 | 0 | 0 | 0
0 | 0 | 0 | 0
0 | 0 | 0 | 0
0 | 0 | 0 | 0
0 | 0 | 0 | 0
0 | 0 | 0 | 0
0 | 0 | 0 | 0
0 | 0 | 0 | 0
0 | 0 | 0 | 0
0 | 0 | 0 | 0
0 | 0 | 0 | 0
0 | 0 | 0 | 0
0 | 0 | 0 | 0
0 | 0 | 0 | 0
0 | 0 | 0 | 0
0 | 0 | 0 | 0
0 | 0 | 0 | 0
0 | 0 | 0 | 0
0 | 0 | 0 | 0
0 | 0 | 0 | 0
0 | 0 | 0 | 0
0 | 0 | 0 | 0
0 | 0 | 0 | 0
0 | 0 | 0 | 0
0 | 0 | 0 | 0
0 | 0 | 0 | 0
0 | 0 | 0 | 0
0 | 0 | 0 | 0
0 | 0 | 0 | 0
0 | 0 | 0 | 0
0 | 0 | 0 | 0
0 | 0 | 0 | 0
0 | 0 | 0 | 0
0 | 0 | 0 | 0
0 | 0 | 0 | 0
0 | 0 | 0 | 0
0 | 0 | 0 | 0
0 | 0 | 0 | 0
0 | 0 | 0 | 0
0 | 0 | 0 | 0
0 | 0 | 0 | 0
0 | 0 | 0 | 0
0 | 0 | 0 | 0
0 | 0 | 0 | 0
0 | 0 | 0 | 0
0 | 0 | 0 | 0
0 | 0 | 0 | 0
0 | 0 | 0 | 0
0 | 0 | 0 | 0
0 | 0 | 0 | 0
0 | 0 | 0 | 0
0 | 0 | 0 | 0
0 | 0 | 0 | 0
0 | 0 | 0 | 0
0 | 0 | 0 | 0
0 | 0 | 0 | 0
0 | 0 | 0 | 0
0 | 0 | 0 | 0
0 | 0 | 0 | 0
0 | 0 | 0 | 0
0 | 0 | 0 | 0
0 | 0 | 0 | 0
0 | 0 | 0 | 0
0 | 0 | 0 | 0
0 | 0 | 0 | 0
0 | 0 | 0 | 0
0 | 0 | 0 | 0
0 | 0 | 0 | 0
0 | 0 | 0 | 0
0 | 0 | 0 | 0
0 | 0 | 0 | 0
0 | 0 | 0 | 0
0 | 0 | 0 | 0
0 | 0 | 0 | 0
0 | 0 | 0 | 0
0 | 0 | 0 | 0
0 | 0 | 0 | 0
0 | 0 | 0 | 0
0 | 0 | 0 | 0
0 | 0 | 0 | 0
0 | 0 | 0 | 0
0 | 0 | 0 | 0
0 | 0 | 0 | 0
0 | 0 | 0 | 0
0 | 0 | 0 | 0
0 | 0 | 0 | 0
0 | 0 | 0 | 0
0 | 0 | 0 | 0
0 | 0 | 0 | 0
0 | 0 | 0 | 0
0 | 0 | 0 | 0
0 | 0 | 0 | 0
0 | 0 | 0 | 0
0 | 0 | 0 | 0
0 | 0 | 0 | 0
0 | 0 | 0 | 0
0 | 0 | 0 | 0
0 | 0 | 0 | 0
0 | 0 | 0 | 0
0 | 0 | 0 | 0
0 | 0 | 0 | 0
0 | 0 | 0 | 0
0 | 0 | 0 | 0
0 | 0 | 0 | 0
0 | 0 | 0 | 0
0 | 0 | 0 | 0
0 | 0 | 0 | 0
0 | 0 | 0 | 0
0 | 0 | 0 | 0
0 | 0 | 0 | 0
0 | 0 | 0 | 0
0 | 0 | 0 | 0
0 | 0 | 0 | 0
0 | 0 | 0 | 0
0 | 0 | 0 | 0
0 | 0 | 0 | 0
0 | 0 | 0 | 0
0 | 0 | 0 | 0
0 | 0 | 0 | 0
0 | 0 | 0 | 0
0 | 0 | 0 | 0
0 | 0 | 0 | 0
0 | 0 | 0 | 0
0 | 0 | 0 | 0
0 | 0 | 0 | 0
0 | 0 | 0 | 0
0 | 0 | 0 | 0
0 | 0 | 0 | 0
0 | 0 | 0 | 0
0 | 0 | 0 | 0
0 | 0 | 0 | 0
0 | 0 | 0 | 0
0 | 0 | 0 | 0
0 | 0 | 0 | 0
0 | 0 | 0 | 0
0 | 0 | 0 | 0
0 | 0 | 0 | 0
0 | 0 | 0 | 0
0 | 0 | 0 | 0
0 | 0 | 0 | 0
0 | 0 | 0 | 0
0 | 0 | 0 | 0
0 | 0 | 0 | 0
0 | 0 | 0 | 0
0 | 0 | 0 | 0
0 | 0 | 0 | 0
0 | 0 | 0 | 0
0 | 0 | 0 | 0
0 | 0 | 0 | 0
0 | 0 | 0 | 0
0 | 0 | 0 | 0
0 | 0 | 0 | 0
0 | 0 | 0 | 0
0 | 0 | 0 | 0
0 | 0 | 0 | 0
0 | 0 | 0 | 0
0 | 0 | 0 | 0
0 | 0 | 0 | 0
0 | 0 | 0 | 0
0 | 0 | 0 | 0
0 | 0 | 0 | 0
0 | 0 | 0 | 0
0 | 0 | 0 | 0
0 | 0 | 0 | 0
0 | 0 | 0 | 0
0 | 0 | 0 | 0
0 | 0 | 0 | 0
0 | 0 | 0 | 0
0 | 0 | 0 | 0
0 | 0 | 0 | 0
0 | 0 | 0 | 0
0 | 0 | 0 | 0
0 | 0 | 0 | 0
0 | 0 | 0 | 0
0 | 0 | 0 | 0
0 | 0 | 0 | 0
0 | 0 | 0 | 0
0 | 0 | 0 | 0
0 | 0 | 0 | 0
0 | 0 | 0 | 0
0 | 0 | 0 | 0
0 | 0 | 0 | 0
0 | 0 | 0 | 0
0 | 0 | 0 | 0
0 | 0 | 0 | 0
0 | 0 | 0 | 0
0 | 0 | 0 | 0
0 | 0 | 0 | 0
0 | 0 | 0 | 0
0 | 0 | 0 | 0
0 | 0 | 0 | 0
0 | 0 | 0 | 0
0 | 0 | 0 | 0
0 | 0 | 0 | 0
0 | 0 | 0 | 0
0 | 0 | 0 | 0
0 | 0 | 0 | 0
0 | 0 | 0 | 0
0 | 0 | 0 | 0
0 | 0 | 0 | 0
0 | 0 | 0 | 0
0 | 0 | 0 | 0
0 | 0 | 0 | 0
0 | 0 | 0 | 0
0 | 0 | 0 | 0
0 | 0 | 0 | 0
0 | 0 | 0 | 0
0 | 0 | 0 | 0
0 | 0 | 0 | 0
0 | 0 | 0 | 0
0 | 0 | 0 | 0
0 | 0 | 0 | 0
0 | 0 | 0 | 0
0 | 0 | 0 | 0
0 | 0 | 0 | 0
0 | 0 | 0 | 0
0 | 0 | 0 | 0
0 | 0 | 0 | 0
0 | 0 | 0 | 0
0 | 0 | 0 | 0
0 | 0 | 0 | 0
0 | 0 | 0 | 0
0 | 0 | 0 | 0
0 | 0 | 0 | 0
0 | 0 | 0 | 0
0 | 0 | 0 | 0
0 | 0 | 0 | 0
0 | 0 | 0 | 0
0 | 0 | 0 | 0
0 | 0 | 0 | 0
0 | 0 | 0 | 0
0 | 0 | 0 | 0
0 | 0 | 0 | 0
0 | 0 | 0 | 0
0 | 0 | 0 | 0
0 | 0 | 0 | 0
0 | 0 | 0 | 0
0 | 0 | 0 | 0
0 | 0 | 0 | 0
0 | 0 | 0 | 0
0 | 0 | 0 | 0
0 | 0 | 0 | 0
0 | 0 | 0 | 0
0 | 0 | 0 | 0
0 | 0 | 0 | 0
0 | 0 | 0 | 0
0 | 0 | 0 | 0
0 | 0 | 0 | 0
0 | 0 | 0 | 0
0 | 0 | 0 | 0
0 | 0 | 0 | 0
0 | 0 | 0 | 0
0 | 0 | 0 | 0
0 | 0 | 0 | 0
0 | 0 | 0 | 0
0 | 0 | 0 | 0
0 | 0 | 0 | 0
0 | 0 | 0 | 0
0 | 0 | 0 | 0
0 | 0 | 0 | 0
0 | 0 | 0 | 0
0 | 0 | 0 | 0
0 | 0 | 0 | 0
0 | 0 | 0 | 0
0 | 0 | 0 | 0
0 | 0 | 0 | 0
0 | 0 | 0 | 0
0 | 0 | 0 | 0
0 | 0 | 0 | 0
0 | 0 | 0 | 0
0 | 0 | 0 | 0
0 | 0 | 0 | 0
0 | 0 | 0 | 0
0 | 0 | 0 | 0
0 | 0 | 0 | 0
0 | 0 | 0 | 0
0 | 0 | 0 | 0
0 | 0 | 0 | 0
0 | 0 | 0 | 0
0 | 0 | 0 | 0
0 | 0 | 0 | 0
0 | 0 | 0 | 0
0 | 0 | 0 | 0
0 | 0 | 0 | 0
0 | 0 | 0 | 0
0 | 0 | 0 | 0
0 | 0 | 0 | 0
0 | 0 | 0 | 0
0 | 0 | 0 | 0
0 | 0 | 0 | 0
0 | 0 | 0 | 0
0 | 0 | 0 | 0
0 | 0 | 0 | 0
0 | 0 | 0 | 0
0 | 0 | 0 | 0
0 | 0 | 0 | 0
0 | 0 | 0 | 0
0 | 0 | 0 | 0
0 | 0 | 0 | 0
0 | 0 | 0 | 0
0 | 0 | 0 | 0
0 | 0 | 0 | 0
0 | 0 | 0 | 0
0 | 0 | 0 | 0
0 | 0 | 0 | 0
0 | 0 | 0 | 0
0 | 0 | 0 | 0
0 | 0 | 0 | 0
0 | 0 | 0 | 0
0 | 0 | 0 | 0
0 | 0 | 0 | 0
0 | 0 | 0 | 0
0 | 0 | 0 | 0
0 | 0 | 0 | 0
0 | 0 | 0 | 0
0 | 0 | 0 | 0
0 | 0 | 0 | 0
0 | 0 | 0 | 0
0 | 0 | 0 | 0
0 | 0 | 0 | 0
0 | 0 | 0 | 0
0 | 0 | 0 | 0
0 | 0 | 0 | 0
0 | 0 | 0 | 0
0 | 0 | 0 | 0
0 | 0 | 0 | 0
0 | 0 | 0 | 0
0 | 0 | 0 | 0
0 | 0 | 0 | 0
0 | 0 | 0 | 0
0 | 0 | 0 | 0
0 | 0 | 0 | 0
0 | 0 | 0 | 0
0 | 0 | 0 | 0
0 | 0 | 0 | 0
0 | 0 | 0 | 0
0 | 0 | 0 | 0
0 | 0 | 0 | 0
0 | 0 | 0 | 0
0 | 0 | 0 | 0
0 | 0 | 0 | 0
0 | 0 | 0 | 0
0 | 0 | 0 | 0
0 | 0 | 0 | 0
0 | 0 | 0 | 0
0 | 0 | 0 | 0
0 | 0 | 0 | 0
0 | 0 | 0 | 0
0 | 0 | 0 | 0
0 | 0 | 0 | 0
0 | 0 | 0 | 0
0 | 0 | 0 | 0
0 | 0 | 0 | 0
0 | 0 | 0 | 0
0 | 0 | 0 | 0
0 | 0 | 0 | 0
0 | 0 | 0 | 0
0 | 0 | 0 | 0
0 | 0 | 0 | 0
0 | 0 | 0 | 0
0 | 0 | 0 | 0
0 | 0 | 0 | 0
0 | 0 | 0 | 0
0 | 0 | 0 | 0
0 | 0 | 0 | 0
0 | 0 | 0 | 0
0 | 0 | 0 | 0
0 | 0 | 0 | 0
0 | 0 | 0 | 0
0 | 0 | 0 | 0
0 | 0 | 0 | 0
0 | 0 | 0 | 0
0 | 0 | 0 | 0
0 | 0 | 0 | 0
0 | 0 | 0 | 0
0 | 0 | 0 | 0
0 | 0 | 0 | 0
0 | 0 | 0 | 0
0 | 0 | 0 | 0
0 | 0 | 0 | 0
0 | 0 | 0 | 0
0 | 0 | 0 | 0
0 | 0 | 0 | 0
0 | 0 | 0 | 0
0 | 0 | 0 | 0
0 | 0 | 0 | 0
0 | 0 | 0 | 0
0 | 0 | 0 | 0
0 | 0 | 0 | 0
0 | 0 | 0 | 0
0 | 0 | 0 | 0
0 | 0 | 0 | 0
0 | 0 | 0 | 0
0 | 0 | 0 | 0
0 | 0 | 0 | 0
0 | 0 | 0 | 0
0 | 0 | 0 | 0
0 | 0 | 0 | 0
0 | 0 | 0 | 0
0 | 0 | 0 | 0
0 | 0 | 0 | 0
0 | 0 | 0 | 0
0 | 0 | 0 | 0
0 | 0 | 0 | 0
0 | 0 | 0 | 0
0 | 0 | 0 | 0
0 | 0 | 0 | 0
0 | 0 | 0 | 0
0 | 0 | 0 | 0
0 | 0 | 0 | 0
0 | 0 | 0 | 0
0 | 0 | 0 | 0
0 | 0 | 0 | 0
0 | 0 | 0 | 0
0 | 0 | 0 | 0
0 | 0 | 0 | 0
0 | 0 | 0 | 0
0 | 0 | 0 | 0
0 | 0 | 0 | 0
0 | 0 | 0 | 0
0 | 0 | 0 | 0
0 | 0 | 0 | 0
0 | 0 | 0 | 0
0 | 0 | 0 | 0
0 | 0 | 0 | 0
0 | 0 | 0 | 0
0 | 0 | 0 | 0
0 | 0 | 0 | 0
0 | 0 | 0 | 0
0 | 0 | 0 | 0
0 | 0 | 0 | 0
0 | 0 | 0 | 0
0 | 0 | 0 | 0
0 | 0 | 0 | 0
0 | 0 | 0 | 0
0 | 0 | 0 | 0
0 | 0 | 0 | 0
0 | 0 | 0 | 0
0 | 0 | 0 | 0
0 | 0 | 0 | 0
0 | 0 | 0 | 0
0 | 0 | 0 | 0
0 | 0 | 0 | 0
0 | 0 | 0 | 0
0 | 0 | 0 | 0
0 | 0 | 0 | 0
0 | 0 | 0 | 0
0 | 0 | 0 | 0
0 | 0 | 0 | 0
0 | 0 | 0 | 0
0 | 0 | 0 | 0
0 | 0 | 0 | 0
0 | 0 | 0 | 0
0 | 0 | 0 | 0
0 | 0 | 0 | 0
0 | 0 | 0 | 0
0 | 0 | 0 | 0
0 | 0 | 0 | 0
0 | 0 | 0 | 0
0 | 0 | 0 | 0
0 | 0 | 0 | 0
0 | 0 | 0 | 0
0 | 0 | 0 | 0
0 | 0 | 0 | 0
0 | 0 | 0 | 0
0 | 0 | 0 | 0
0 | 0 | 0 | 0
0 | 0 | 0 | 0
0 | 0 | 0 | 0
0 | 0 | 0 | 0
0 | 0 | 0 | 0
0 | 0 | 0 | 0
0 | 0 | 0 | 0
0 | 0 | 0 | 0
0 | 0 | 0 | 0
0 | 0 | 0 | 0
0 | 0 | 0 | 0
0 | 0 | 0 | 0
0 | 0 | 0 | 0
0 | 0 | 0 | 0
0 | 0 | 0 | 0
0 | 0 | 0 | 0
0 | 0 | 0 | 0
0 | 0 | 0 | 0
0 | 0 | 0 | 0
0 | 0 | 0 | 0
0 | 0 | 0 | 0
0 | 0 | 0 | 0
0 | 0 | 0 | 0
0 | 0 | 0 | 0
0 | 0 | 0 | 0
0 | 0 | 0 | 0
0 | 0 | 0 | 0
0 | 0 | 0 | 0
0 | 0 | 0 | 0
0 | 0 | 0 | 0
0 | 0 | 0 | 0
0 | 0 | 0 | 0
0 | 0 | 0 | 0
0 | 0 | 0 | 0
0 | 0 | 0 | 0
0 | 0 | 0 | 0
0 | 0 | 0 | 0
0 | 0 | 0 | 0
0 | 0 | 0 | 0
0 | 0 | 0 | 0
0 | 0 | 0 | 0
0 | 0 | 0 | 0
0 | 0 | 0 | 0
0 | 0 | 0 | 0
0 | 0 | 0 | 0
0 | 0 | 0 | 0
0 | 0 | 0 | 0
0 | 0 | 0 | 0
0 | 0 | 0 | 0
0 | 0 | 0 | 0
0 | 0 | 0 | 0
0 | 0 | 0 | 0
0 | 0 | 0 | 0
0 | 0 | 0 | 0
0 | 0 | 0 | 0
0 | 0 | 0 | 0
0 | 0 | 0 | 0
0 | 0 | 0 | 0
0 | 0 | 0 | 0
0 | 0 | 0 | 0
0 | 0 | 0 | 0
0 | 0 | 0 | 0
0 | 0 | 0 | 0
0 | 0 | 0 | 0
0 | 0 | 0 | 0
0 | 0 | 0 | 0
0 | 0 | 0 | 0
0 | 0 | 0 | 0
0 | 0 | 0 | 0
0 | 0 | 0 | 0
0 | 0 | 0 | 0
0 | 0 | 0 | 0
0 | 0 | 0 | 0
0 | 0 | 0 | 0
0 | 0 | 0 | 0
0 | 0 | 0 | 0
0 | 0 | 0 | 0
0 | 0 | 0 | 0
0 | 0 | 0 | 0
0 | 0 | 0 | 0
0 | 0 | 0 | 0
0 | 0 | 0 | 0
0 | 0 | 0 | 0
0 | 0 | 0 | 0
0 | 0 | 0 | 0
0 | 0 | 0 | 0
0 | 0 | 0 | 0
0 | 0 | 0 | 0
0 | 0 | 0 | 0
0 | 0 | 0 | 0
0 | 0 | 0 | 0
0 | 0 | 0 | 0
0 | 0 | 0 | 0
0 | 0 | 0 | 0
0 | 0 | 0 | 0
0 | 0 | 0 | 0
0 | 0 | 0 | 0
0 | 0 | 0 | 0
0 | 0 | 0 | 0
0 | 0 | 0 | 0
0 | 0 | 0 | 0
0 | 0 | 0 | 0
0 | 0 | 0 | 0
0 | 0 | 0 | 0
0 | 0 | 0 | 0
0 | 0 | 0 | 0
0 | 0 | 0 | 0
0 | 0 | 0 | 0
0 | 0 | 0 | 0
0 | 0 | 0 | 0
0 | 0 | 0 | 0
0 | 0 | 0 | 0
0 | 0 | 0 | 0
0 | 0 | 0 | 0
0 | 0 | 0 | 0
0 | 0 | 0 | 0
0 | 0 | 0 | 0
0 | 0 | 0 | 0
0 | 0 | 0 | 0
0 | 0 | 0 | 0
0 | 0 | 0 | 0
0 | 0 | 0 | 0
0 | 0 | 0 | 0
0 | 0 | 0 | 0
0 | 0 | 0 | 0
0 | 0 | 0 | 0
0 | 0 | 0 | 0
0 | 0 | 0 | 0
0 | 0 | 0 | 0
0 | 0 | 0 | 0
0 | 0 | 0 | 0
0 | 0 | 0 | 0
0 | 0 | 0 | 0
0 | 0 | 0 | 0
0 | 0 | 0 | 0
0 | 0 | 0 | 0
0 | 0 | 0 | 0
0 | 0 | 0 | 0
0 | 0 | 0 | 0
0 | 0 | 0 | 0
0 | 0 | 0 | 0
0 | 0 | 0 | 0
0 | 0 | 0 | 0
0 | 0 | 0 | 0
0 | 0 | 0 | 0
0 | 0 | 0 | 0
0 | 0 | 0 | 0
0 | 0 | 0 | 0
0 | 0 | 0 | 0
0 | 0 | 0 | 0
0 | 0 | 0 | 0
0 | 0 | 0 | 0
0 | 0 | 0 | 0
0 | 0 | 0 | 0
0 | 0 | 0 | 0
0 | 0 | 0 | 0
0 | 0 | 0 | 0
0 | 0 | 0 | 0
0 | 0 | 0 | 0
0 | 0 | 0 | 0
0 | 0 | 0 | 0
0 | 0 | 0 | 0
0 | 0 | 0 | 0
0 | 0 | 0 | 0
0 | 0 | 0 | 0
0 | 0 | 0 | 0
0 | 0 | 0 | 0
0 | 0 | 0 | 0
0 | 0 | 0 | 0
0 | 0 | 0 | 0
0 | 0 | 0 | 0
0 | 0 | 0 | 0
0 | 0 | 0 | 0
0 | 0 | 0 | 0
0 | 0 | 0 | 0
0 | 0 | 0 | 0
0 | 0 | 0 | 0
0 | 0 | 0 | 0
0 | 0 | 0 | 0
0 | 0 | 0 | 0
0 | 0 | 0 | 0
0 | 0 | 0 | 0
0 | 0 | 0 | 0
0 | 0 | 0 | 0
0 | 0 | 0 | 0
0 | 0 | 0 | 0
0 | 0 | 0 | 0
0 | 0 | 0 | 0
0 | 0 | 0 | 0
0 | 0 | 0 | 0
0 | 0 | 0 | 0
0 | 0 | 0 | 0
0 | 0 | 0 | 0
0 | 0 | 0 | 0
0 | 0 | 0 | 0
0 | 0 | 0 | 0
0 | 0 | 0 | 0
0 | 0 | 0 | 0
0 | 0 | 0 | 0
0 | 0 | 0 | 0
0 | 0 | 0 | 0
0 | 0 | 0 | 0
0 | 0 | 0 | 0
0 | 0 | 0 | 0
0 | 0 | 0 | 0
0 | 0 | 0 | 0
0 | 0 | 0 | 0
0 | 0 | 0 | 0
0 | 0 | 0 | 0
0 | 0 | 0 | 0
0 | 0 | 0 | 0
0 | 0 | 0 | 0
0 | 0 | 0 | 0
0 | 0 | 0 | 0
0 | 0 | 0 | 0
0 | 0 | 0 | 0
0 | 0 | 0 | 0
0 | 0 | 0 | 0
0 | 0 | 0 | 0
0 | 0 | 0 | 0
0 | 0 | 0 | 0
0 | 0 | 0 | 0
0 | 0 | 0 | 0
0 | 0 | 0 | 0
0 | 0 | 0 | 0
0 | 0 | 0 | 0
0 | 0 | 0 | 0
0 | 0 | 0 | 0
0 | 0 | 0 | 0
0 | 0 | 0 | 0
0 | 0 | 0 | 0
0 | 0 | 0 | 0
0 | 0 | 0 | 0
0 | 0 | 0 | 0
0 | 0 | 0 | 0
0 | 0 | 0 | 0
0 | 0 | 0 | 0
0 | 0 | 0 | 0
0 | 0 | 0 | 0
0 | 0 | 0 | 0
0 | 0 | 0 | 0
0 | 0 | 0 | 0
0 | 0 | 0 | 0
0 | 0 | 0 | 0
0 | 0 | 0 | 0
0 | 0 | 0 | 0
0 | 0 | 0 | 0
0 | 0 | 0 | 0
0 | 0 | 0 | 0
0 | 0 | 0 | 0
0 | 0 | 0 | 0
0 | 0 | 0 | 0
0 | 0 | 0 | 0
0 | 0 | 0 | 0
0 | 0 | 0 | 0
0 | 0 | 0 | 0
0 | 0 | 0 | 0
0 | 0 | 0 | 0
0 | 0 | 0 | 0
0 | 0 | 0 | 0
0 | 0 | 0 | 0
0 | 0 | 0 | 0
0 | 0 | 0 | 0
0 | 0 | 0 | 0
0 | 0 | 0 | 0
0 | 0 | 0 | 0
0 | 0 | 0 | 0
0 | 0 | 0 | 0
0 | 0 | 0 | 0
0 | 0 | 0 | 0
0 | 0 | 0 | 0
0 | 0 | 0 | 0
0 | 0 | 0 | 0
0 | 0 | 0 | 0
0 | 0 | 0 | 0
0 | 0 | 0 | 0
0 | 0 | 0 | 0
0 | 0 | 0 | 0
0 | 0 | 0 | 0
0 | 0 | 0 | 0
0 | 0 | 0 | 0
0 | 0 | 0 | 0
0 | 0 | 0 | 0
0 | 0 | 0 | 0
0 | 0 | 0 | 0
0 | 0 | 0 | 0
0 | 0 | 0 | 0
0 | 0 | 0 | 0
0 | 0 | 0 | 0
0 | 0 | 0 | 0
0 | 0 | 0 | 0
0 | 0 | 0 | 0
0 | 0 | 0 | 0
0 | 0 | 0 | 0
0 | 0 | 0 | 0
0 | 0 | 0 | 0
0 | 0 | 0 | 0
0 | 0 | 0 | 0
0 | 0 | 0 | 0
0 | 0 | 0 | 0
0 | 0 | 0 | 0
0 | 0 | 0 | 0
0 | 0 | 0 | 0
0 | 0 | 0 | 0
0 | 0 | 0 | 0
0 | 0 | 0 | 0
0 | 0 | 0 | 0
0 | 0 | 0 | 0
0 | 0 | 0 | 0
0 | 0 | 0 | 0
0 | 0 | 0 | 0
0 | 0 | 0 | 0
0 | 0 | 0 | 0
0 | 0 | 0 | 0
0 | 0 | 0 | 0
0 | 0 | 0 | 0
0 | 0 | 0 | 0
0 | 0 | 0 | 0
0 | 0 | 0 | 0
0 | 0 | 0 | 0
0 | 0 | 0 | 0
0 | 0 | 0 | 0
0 | 0 | 0 | 0
0 | 0 | 0 | 0
0 | 0 | 0 | 0
0 | 0 | 0 | 0
0 | 0 | 0 | 0
0 | 0 | 0 | 0
0 | 0 | 0 | 0
0 | 0 | 0 | 0
0 | 0 | 0 | 0
0 | 0 | 0 | 0
0 | 0 | 0 | 0
0 | 0 | 0 | 0
0 | 0 | 0 | 0
0 | 0 | 0 | 0
0 | 0 | 0 | 0
0 | 0 | 0 | 0
0 | 0 | 0 | 0
0 | 0 | 0 | 0
0 | 0 | 0 | 0
0 | 0 | 0 | 0
0 | 0 | 0 | 0
0 | 0 | 0 | 0
0 | 0 | 0 | 0
0 | 0 | 0 | 0
0 | 0 | 0 | 0
0 | 0 | 0 | 0
0 | 0 | 0 | 0
0 | 0 | 0 | 0
0 | 0 | 0 | 0
0 | 0 | 0 | 0
0 | 0 | 0 | 0
0 | 0 | 0 | 0
0 | 0 | 0 | 0
0 | 0 | 0 | 0
0 | 0 | 0 | 0
0 | 0 | 0 | 0
0 | 0 | 0 | 0
0 | 0 | 0 | 0
0 | 0 | 0 | 0
0 | 0 | 0 | 0
0 | 0 | 0 | 0
0 | 0 | 0 | 0
0 | 0 | 0 | 0
0 | 0 | 0 | 0
0 | 0 | 0 | 0
0 | 0 | 0 | 0
0 | 0 | 0 | 0
0 | 0 | 0 | 0
0 | 0 | 0 | 0
0 | 0 | 0 | 0
0 | 0 | 0 | 0
0 | 0 | 0 | 0
0 | 0 | 0 | 0
0 | 0 | 0 | 0
0 | 0 | 0 | 0
0 | 0 | 0 | 0
0 | 0 | 0 | 0
0 | 0 | 0 | 0
0 | 0 | 0 | 0
0 | 0 | 0 | 0
0 | 0 | 0 | 0
0 | 0 | 0 | 0
0 | 0 | 0 | 0
0 | 0 | 0 | 0
0 | 0 | 0 | 0
0 | 0 | 0 | 0
0 | 0 | 0 | 0
0 | 0 | 0 | 0
0 | 0 | 0 | 0
0 | 0 | 0 | 0
0 | 0 | 0 | 0
0 | 0 | 0 | 0
0 | 0 | 0 | 0
0 | 0 | 0 | 0
0 | 0 | 0 | 0
0 | 0 | 0 | 0
0 | 0 | 0 | 0
0 | 0 | 0 | 0
0 | 0 | 0 | 0
0 | 0 | 0 | 0
0 | 0 | 0 | 0
0 | 0 | 0 | 0
0 | 0 | 0 | 0
0 | 0 | 0 | 0
0 | 0 | 0 | 0
0 | 0 | 0 | 0
0 | 0 | 0 | 0
0 | 0 | 0 | 0
0 | 0 | 0 | 0
0 | 0 | 0 | 0
0 | 0 | 0 | 0
0 | 0 | 0 | 0
0 | 0 | 0 | 0
0 | 0 | 0 | 0
0 | 0 | 0 | 0
0 | 0 | 0 | 0
0 | 0 | 0 | 0
0 | 0 | 0 | 0
0 | 0 | 0 | 0
0 | 0 | 0 | 0
0 | 0 | 0 | 0
0 | 0 | 0 | 0
0 | 0 | 0 | 0
0 | 0 | 0 | 0
0 | 0 | 0 | 0
0 | 0 | 0 | 0
0 | 0 | 0 | 0
0 | 0 | 0 | 0
0 | 0 | 0 | 0
0 | 0 | 0 | 0
0 | 0 | 0 | 0
0 | 0 | 0 | 0
0 | 0 | 0 | 0
0 | 0 | 0 | 0
0 | 0 | 0 | 0
0 | 0 | 0 | 0
0 | 0 | 0 | 0
0 | 0 | 0 | 0
0 | 0 | 0 | 0
0 | 0 | 0 | 0
0 | 0 | 0 | 0
0 | 0 | 0 | 0
0 | 0 | 0 | 0
0 | 0 | 0 | 0
0 | 0 | 0 | 0
0 | 0 | 0 | 0
0 | 0 | 0 | 0
0 | 0 | 0 | 0
0 | 0 | 0 | 0
0 | 0 | 0 | 0
0 | 0 | 0 | 0
0 | 0 | 0 | 0
0 | 0 | 0 | 0
0 | 0 | 0 | 0
0 | 0 | 0 | 0
0 | 0 | 0 | 0
0 | 0 | 0 | 0
0 | 0 | 0 | 0
0 | 0 | 0 | 0
0 | 0 | 0 | 0
0 | 0 | 0 | 0
0 | 0 | 0 | 0
0 | 0 | 0 | 0
0 | 0 | 0 | 0
0 | 0 | 0 | 0
0 | 0 | 0 | 0
0 | 0 | 0 | 0
0 | 0 | 0 | 0
0 | 0 | 0 | 0
0 | 0 | 0 | 0
0 | 0 | 0 | 0
0 | 0 | 0 | 0
0 | 0 | 0 | 0
0 | 0 | 0 | 0
0 | 0 | 0 | 0
0 | 0 | 0 | 0
0 | 0 | 0 | 0
0 | 0 | 0 | 0
0 | 0 | 0 | 0
0 | 0 | 0 | 0
0 | 0 | 0 | 0
0 | 0 | 0 | 0
0 | 0 | 0 | 0
0 | 0 | 0 | 0
0 | 0 | 0 | 0
0 | 0 | 0 | 0
0 | 0 | 0 | 0
0 | 0 | 0 | 0
0 | 0 | 0 | 0
0 | 0 | 0 | 0
0 | 0 | 0 | 0
0 | 0 | 0 | 0
0 | 0 | 0 | 0
0 | 0 | 0 | 0
0 | 0 | 0 | 0
0 | 0 | 0 | 0
0 | 0 | 0 | 0
0 | 0 | 0 | 0
0 | 0 | 0 | 0
0 | 0 | 0 | 0
0 | 0 | 0 | 0
0 | 0 | 0 | 0
0 | 0 | 0 | 0
0 | 0 | 0 | 0
0 | 0 | 0 | 0
0 | 0 | 0 | 0
0 | 0 | 0 | 0
0 | 0 | 0 | 0
0 | 0 | 0 | 0
0 | 0 | 0 | 0
0 | 0 | 0 | 0
0 | 0 | 0 | 0
0 | 0 | 0 | 0
0 | 0 | 0 | 0
0 | 0 | 0 | 0
0 | 0 | 0 | 0
0 | 0 | 0 | 0
0 | 0 | 0 | 0
0 | 0 | 0 | 0
0 | 0 | 0 | 0
0 | 0 | 0 | 0
0 | 0 | 0 | 0
0 | 0 | 0 | 0
0 | 0 | 0 | 0
0 | 0 | 0 | 0
0 | 0 | 0 | 0
0 | 0 | 0 | 0
0 | 0 | 0 | 0
0 | 0 | 0 | 0
0 | 0 | 0 | 0
0 | 0 | 0 | 0
0 | 0 | 0 | 0
0 | 0 | 0 | 0
0 | 0 | 0 | 0
0 | 0 | 0 | 0
0 | 0 | 0 | 0
0 | 0 | 0 | 0
0 | 0 | 0 | 0
0 | 0 | 0 | 0
0 | 0 | 0 | 0
0 | 0 | 0 | 0
0 | 0 | 0 | 0
0 | 0 | 0 | 0
0 | 0 | 0 | 0
0 | 0 | 0 | 0
0 | 0 | 0 | 0
0 | 0 | 0 | 0
0 | 0 | 0 | 0
0 | 0 | 0 | 0
0 | 0 | 0 | 0
0 | 0 | 0 | 0
0 | 0 | 0 | 0
0 | 0 | 0 | 0
0 | 0 | 0 | 0
0 | 0 | 0 | 0
0 | 0 | 0 | 0
0 | 0 | 0 | 0
0 | 0 | 0 | 0
0 | 0 | 0 | 0
0 | 0 | 0 | 0
0 | 0 | 0 | 0
0 | 0 | 0 | 0
0 | 0 | 0 | 0
0 | 0 | 0 | 0
0 | 0 | 0 | 0
0 | 0 | 0 | 0
0 | 0 | 0 | 0
0 | 0 | 0 | 0
0 | 0 | 0 | 0
0 | 0 | 0 | 0
0 | 0 | 0 | 0
0 | 0 | 0 | 0
0 | 0 | 0 | 0
0 | 0 | 0 | 0
0 | 0 | 0 | 0
0 | 0 | 0 | 0
0 | 0 | 0 | 0
0 | 0 | 0 | 0
0 | 0 | 0 | 0
0 | 0 | 0 | 0
0 | 0 | 0 | 0
0 | 0 | 0 | 0
0 | 0 | 0 | 0
0 | 0 | 0 | 0
0 | 0 | 0 | 0
0 | 0 | 0 | 0
0 | 0 | 0 | 0
0 | 0 | 0 | 0
0 | 0 | 0 | 0
0 | 0 | 0 | 0
0 | 0 | 0 | 0
0 | 0 | 0 | 0
0 | 0 | 0 | 0
0 | 0 | 0 | 0
0 | 0 | 0 | 0
0 | 0 | 0 | 0
0 | 0 | 0 | 0
0 | 0 | 0 | 0
0 | 0 | 0 | 0
0 | 0 | 0 | 0
0 | 0 | 0 | 0
0 | 0 | 0 | 0
0 | 0 | 0 | 0
0 | 0 | 0 | 0
0 | 0 | 0 | 0
0 | 0 | 0 | 0
0 | 0 | 0 | 0
0 | 0 | 0 | 0
0 | 0 | 0 | 0
0 | 0 | 0 | 0
0 | 0 | 0 | 0
0 | 0 | 0 | 0
0 | 0 | 0 | 0
0 | 0 | 0 | 0
0 | 0 | 0 | 0
0 | 0 | 0 | 0
0 | 0 | 0 | 0
0 | 0 | 0 | 0
0 | 0 | 0 | 0
0 | 0 | 0 | 0
0 | 0 | 0 | 0
0 | 0 | 0 | 0
0 | 0 | 0 | 0
0 | 0 | 0 | 0
0 | 0 | 0 | 0
0 | 0 | 0 | 0
0 | 0 | 0 | 0
0 | 0 | 0 | 0
0 | 0 | 0 | 0
0 | 0 | 0 | 0
0 | 0 | 0 | 0
0 | 0 | 0 | 0
0 | 0 | 0 | 0
0 | 0 | 0 | 0
0 | 0 | 0 | 0
0 | 0 | 0 | 0
0 | 0 | 0 | 0
0 | 0 | 0 | 0
0 | 0 | 0 | 0
0 | 0 | 0 | 0
0 | 0 | 0 | 0
0 | 0 | 0 | 0
0 | 0 | 0 | 0
0 | 0 | 0 | 0
0 | 0 | 0 | 0
0 | 0 | 0 | 0
0 | 0 | 0 | 0
0 | 0 | 0 | 0
0 | 0 | 0 | 0
0 | 0 | 0 | 0
0 | 0 | 0 | 0
0 | 0 | 0 | 0
0 | 0 | 0 | 0
0 | 0 | 0 | 0
0 | 0 | 0 | 0
0 | 0 | 0 | 0
0 | 0 | 0 | 0
0 | 0 | 0 | 0
0 | 0 | 0 | 0
0 | 0 | 0 | 0
0 | 0 | 0 | 0
0 | 0 | 0 | 0
0 | 0 | 0 | 0
0 | 0 | 0 | 0
0 | 0 | 0 | 0
0 | 0 | 0 | 0
0 | 0 | 0 | 0
0 | 0 | 0 | 0
0 | 0 | 0 | 0
0 | 0 | 0 | 0
0 | 0 | 0 | 0
0 | 0 | 0 | 0
0 | 0 | 0 | 0
0 | 0 | 0 | 0
0 | 0 | 0 | 0
0 | 0 | 0 | 0
0 | 0 | 0 | 0
0 | 0 | 0 | 0
0 | 0 | 0 | 0
0 | 0 | 0 | 0
0 | 0 | 0 | 0
0 | 0 | 0 | 0
0 | 0 | 0 | 0
0 | 0 | 0 | 0
0 | 0 | 0 | 0
0 | 0 | 0 | 0
0 | 0 | 0 | 0
0 | 0 | 0 | 0
0 | 0 | 0 | 0
0 | 0 | 0 | 0
0 | 0 | 0 | 0
0 | 0 | 0 | 0
0 | 0 | 0 | 0
0 | 0 | 0 | 0
0 | 0 | 0 | 0
0 | 0 | 0 | 0
0 | 0 | 0 | 0
0 | 0 | 0 | 0
0 | 0 | 0 | 0
0 | 0 | 0 | 0
0 | 0 | 0 | 0
0 | 0 | 0 | 0
0 | 0 | 0 | 0
0 | 0 | 0 | 0
0 | 0 | 0 | 0
0 | 0 | 0 | 0
0 | 0 | 0 | 0
0 | 0 | 0 | 0
0 | 0 | 0 | 0
0 | 0 | 0 | 0
0 | 0 | 0 | 0
0 | 0 | 0 | 0
0 | 0 | 0 | 0
0 | 0 | 0 | 0
0 | 0 | 0 | 0
0 | 0 | 0 | 0
0 | 0 | 0 | 0
0 | 0 | 0 | 0
0 | 0 | 0 | 0
0 | 0 | 0 | 0
0 | 0 | 0 | 0
0 | 0 | 0 | 0
0 | 0 | 0 | 0
0 | 0 | 0 | 0
0 | 0 | 0 | 0
0 | 0 | 0 | 0
0 | 0 | 0 | 0
0 | 0 | 0 | 0
0 | 0 | 0 | 0
0 | 0 | 0 | 0
0 | 0 | 0 | 0
0 | 0 | 0 | 0
0 | 0 | 0 | 0
0 | 0 | 0 | 0
0 | 0 | 0 | 0
0 | 0 | 0 | 0
0 | 0 | 0 | 0
0 | 0 | 0 | 0
0 | 0 | 0 | 0
0 | 0 | 0 | 0
0 | 0 | 0 | 0
0 | 0 | 0 | 0
0 | 0 | 0 | 0
0 | 0 | 0 | 0
0 | 0 | 0 | 0
0 | 0 | 0 | 0
0 | 0 | 0 | 0
0 | 0 | 0 | 0
0 | 0 | 0 | 0
0 | 0 | 0 | 0
0 | 0 | 0 | 0
0 | 0 | 0 | 0
0 | 0 | 0 | 0
0 | 0 | 0 | 0
0 | 0 | 0 | 0
0 | 0 | 0 | 0
0 | 0 | 0 | 0
0 | 0 | 0 | 0
0 | 0 | 0 | 0
0 | 0 | 0 | 0
0 | 0 | 0 | 0
0 | 0 | 0 | 0
0 | 0 | 0 | 0
0 | 0 | 0 | 0
0 | 0 | 0 | 0
0 | 0 | 0 | 0
0 | 0 | 0 | 0
0 | 0 | 0 | 0
0 | 0 | 0 | 0
0 | 0 | 0 | 0
0 | 0 | 0 | 0
0 | 0 | 0 | 0
0 | 0 | 0 | 0
0 | 0 | 0 | 0
0 | 0 | 0 | 0
0 | 0 | 0 | 0
0 | 0 | 0 | 0
0 | 0 | 0 | 0
0 | 0 | 0 | 0
0 | 0 | 0 | 0
0 | 0 | 0 | 0
0 | 0 | 0 | 0
0 | 0 | 0 | 0
0 | 0 | 0 | 0
0 | 0 | 0 | 0
0 | 0 | 0 | 0
0 | 0 | 0 | 0
0 | 0 | 0 | 0
0 | 0 | 0 | 0
0 | 0 | 0 | 0
0 | 0 | 0 | 0
0 | 0 | 0 | 0
0 | 0 | 0 | 0
0 | 0 | 0 | 0
0 | 0 | 0 | 0
0 | 0 | 0 | 0
0 | 0 | 0 | 0
0 | 0 | 0 | 0
0 | 0 | 0 | 0
0 | 0 | 0 | 0
0 | 0 | 0 | 0
0 | 0 | 0 | 0
0 | 0 | 0 | 0
0 | 0 | 0 | 0
0 | 0 | 0 | 0
0 | 0 | 0 | 0
0 | 0 | 0 | 0
0 | 0 | 0 | 0
0 | 0 | 0 | 0
0 | 0 | 0 | 0
0 | 0 | 0 | 0
0 | 0 | 0 | 0
0 | 0 | 0 | 0
0 | 0 | 0 | 0
0 | 0 | 0 | 0
0 | 0 | 0 | 0
0 | 0 | 0 | 0
0 | 0 | 0 | 0
0 | 0 | 0 | 0
0 | 0 | 0 | 0
0 | 0 | 0 | 0
0 | 0 | 0 | 0
0 | 0 | 0 | 0
0 | 0 | 0 | 0
0 | 0 | 0 | 0
0 | 0 | 0 | 0
0 | 0 | 0 | 0
0 | 0 | 0 | 0
0 | 0 | 0 | 0
0 | 0 | 0 | 0
0 | 0 | 0 | 0
0 | 0 | 0 | 0
0 | 0 | 0 | 0
0 | 0 | 0 | 0
0 | 0 | 0 | 0
0 | 0 | 0 | 0
0 | 0 | 0 | 0
0 | 0 | 0 | 0
0 | 0 | 0 | 0
0 | 0 | 0 | 0
0 | 0 | 0 | 0
0 | 0 | 0 | 0
0 | 0 | 0 | 0
0 | 0 | 0 | 0
0 | 0 | 0 | 0
0 | 0 | 0 | 0
0 | 0 | 0 | 0
0 | 0 | 0 | 0
0 | 0 | 0 | 0
0 | 0 | 0 | 0
0 | 0 | 0 | 0
0 | 0 | 0 | 0
0 | 0 | 0 | 0
0 | 0 | 0 | 0
0 | 0 | 0 | 0
0 | 0 | 0 | 0
0 | 0 | 0 | 0
0 | 0 | 0 | 0
0 | 0 | 0 | 0
0 | 0 | 0 | 0
0 | 0 | 0 | 0
0 | 0 | 0 | 0
0 | 0 | 0 | 0
0 | 0 | 0 | 0
0 | 0 | 0 | 0
0 | 0 | 0 | 0
0 | 0 | 0 | 0
0 | 0 | 0 | 0
0 | 0 | 0 | 0
0 | 0 | 0 | 0
0 | 0 | 0 | 0
0 | 0 | 0 | 0
0 | 0 | 0 | 0
0 | 0 | 0 | 0
0 | 0 | 0 | 0
0 | 0 | 0 | 0
0 | 0 | 0 | 0
0 | 0 | 0 | 0
0 | 0 | 0 | 0
0 | 0 | 0 | 0
0 | 0 | 0 | 0
0 | 0 | 0 | 0
0 | 0 | 0 | 0
0 | 0 | 0 | 0
0 | 0 | 0 | 0
0 | 0 | 0 | 0
0 | 0 | 0 | 0
0 | 0 | 0 | 0
0 | 0 | 0 | 0
0 | 0 | 0 | 0
0 | 0 | 0 | 0
0 | 0 | 0 | 0
0 | 0 | 0 | 0
0 | 0 | 0 | 0
0 | 0 | 0 | 0
0 | 0 | 0 | 0
0 | 0 | 0 | 0
0 | 0 | 0 | 0
0 | 0 | 0 | 0
0 | 0 | 0 | 0
0 | 0 | 0 | 0
0 | 0 | 0 | 0
0 | 0 | 0 | 0
0 | 0 | 0 | 0
0 | 0 | 0 | 0
0 | 0 | 0 | 0
0 | 0 | 0 | 0
0 | 0 | 0 | 0
0 | 0 | 0 | 0
0 | 0 | 0 | 0
0 | 0 | 0 | 0
0 | 0 | 0 | 0
0 | 0 | 0 | 0
0 | 0 | 0 | 0
0 | 0 | 0 | 0
0 | 0 | 0 | 0
0 | 0 | 0 | 0
0 | 0 | 0 | 0
0 | 0 | 0 | 0
0 | 0 | 0 | 0
0 | 0 | 0 | 0
0 | 0 | 0 | 0
0 | 0 | 0 | 0
0 | 0 | 0 | 0
0 | 0 | 0 | 0
0 | 0 | 0 | 0
0 | 0 | 0 | 0
0 | 0 | 0 | 0
0 | 0 | 0 | 0
0 | 0 | 0 | 0
0 | 0 | 0 | 0
0 | 0 | 0 | 0
0 | 0 | 0 | 0
0 | 0 | 0 | 0
0 | 0 | 0 | 0
0 | 0 | 0 | 0
0 | 0 | 0 | 0
0 | 0 | 0 | 0
0 | 0 | 0 | 0
0 | 0 | 0 | 0
0 | 0 | 0 | 0
0 | 0 | 0 | 0
0 | 0 | 0 | 0
0 | 0 | 0 | 0
0 | 0 | 0 | 0
0 | 0 | 0 | 0
0 | 0 | 0 | 0
0 | 0 | 0 | 0
0 | 0 | 0 | 0
0 | 0 | 0 | 0
0 | 0 | 0 | 0
0 | 0 | 0 | 0
0 | 0 | 0 | 0
0 | 0 | 0 | 0
0 | 0 | 0 | 0
0 | 0 | 0 | 0
0 | 0 | 0 | 0
0 | 0 | 0 | 0
0 | 0 | 0 | 0
0 | 0 | 0 | 0
0 | 0 | 0 | 0
0 | 0 | 0 | 0
0 | 0 | 0 | 0
0 | 0 | 0 | 0
0 | 0 | 0 | 0
0 | 0 | 0 | 0
0 | 0 | 0 | 0
0 | 0 | 0 | 0
0 | 0 | 0 | 0
0 | 0 | 0 | 0
0 | 0 | 0 | 0
0 | 0 | 0 | 0
0 | 0 | 0 | 0
0 | 0 | 0 | 0
0 | 0 | 0 | 0
0 | 0 | 0 | 0
0 | 0 | 0 | 0
0 | 0 | 0 | 0
0 | 0 | 0 | 0
0 | 0 | 0 | 0
0 | 0 | 0 | 0
0 | 0 | 0 | 0
0 | 0 | 0 | 0
0 | 0 | 0 | 0
0 | 0 | 0 | 0
0 | 0 | 0 | 0
0 | 0 | 0 | 0
0 | 0 | 0 | 0
0 | 0 | 0 | 0
0 | 0 | 0 | 0
0 | 0 | 0 | 0
0 | 0 | 0 | 0
0 | 0 | 0 | 0
0 | 0 | 0 | 0
0 | 0 | 0 | 0
0 | 0 | 0 | 0
0 | 0 | 0 | 0
0 | 0 | 0 | 0
0 | 0 | 0 | 0
0 | 0 | 0 | 0
0 | 0 | 0 | 0
0 | 0 | 0 | 0
0 | 0 | 0 | 0
0 | 0 | 0 | 0
0 | 0 | 0 | 0
0 | 0 | 0 | 0
0 | 0 | 0 | 0
0 | 0 | 0 | 0
0 | 0 | 0 | 0
0 | 0 | 0 | 0
0 | 0 | 0 | 0
0 | 0 | 0 | 0
0 | 0 | 0 | 0
0 | 0 | 0 | 0
0 | 0 | 0 | 0
0 | 0 | 0 | 0
0 | 0 | 0 | 0
0 | 0 | 0 | 0
0 | 0 | 0 | 0
0 | 0 | 0 | 0
0 | 0 | 0 | 0
0 | 0 | 0 | 0
0 | 0 | 0 | 0
0 | 0 | 0 | 0
0 | 0 | 0 | 0
0 | 0 | 0 | 0
0 | 0 | 0 | 0
0 | 0 | 0 | 0
0 | 0 | 0 | 0
0 | 0 | 0 | 0
0 | 0 | 0 | 0
0 | 0 | 0 | 0
0 | 0 | 0 | 0
0 | 0 | 0 | 0
0 | 0 | 0 | 0
0 | 0 | 0 | 0
0 | 0 | 0 | 0
0 | 0 | 0 | 0
0 | 0 | 0 | 0
0 | 0 | 0 | 0
0 | 0 | 0 | 0
0 | 0 | 0 | 0
0 | 0 | 0 | 0
0 | 0 | 0 | 0
0 | 0 | 0 | 0
0 | 0 | 0 | 0
0 | 0 | 0 | 0
0 | 0 | 0 | 0
0 | 0 | 0 | 0
0 | 0 | 0 | 0
0 | 0 | 0 | 0
0 | 0 | 0 | 0
0 | 0 | 0 | 0
0 | 0 | 0 | 0
0 | 0 | 0 | 0
0 | 0 | 0 | 0
0 | 0 | 0 | 0
0 | 0 | 0 | 0
0 | 0 | 0 | 0
0 | 0 | 0 | 0
0 | 0 | 0 | 0
0 | 0 | 0 | 0
0 | 0 | 0 | 0
0 | 0 | 0 | 0
0 | 0 | 0 | 0
0 | 0 | 0 | 0
0 | 0 | 0 | 0
0 | 0 | 0 | 0
0 | 0 | 0 | 0
0 | 0 | 0 | 0
0 | 0 | 0 | 0
0 | 0 | 0 | 0
0 | 0 | 0 | 0
0 | 0 | 0 | 0
0 | 0 | 0 | 0
0 | 0 | 0 | 0
0 | 0 | 0 | 0
0 | 0 | 0 | 0
0 | 0 | 0 | 0
0 | 0 | 0 | 0
0 | 0 | 0 | 0
0 | 0 | 0 | 0
0 | 0 | 0 | 0
0 | 0 | 0 | 0
0 | 0 | 0 | 0
0 | 0 | 0 | 0
0 | 0 | 0 | 0
0 | 0 | 0 | 0
0 | 0 | 0 | 0
0 | 0 | 0 | 0
0 | 0 | 0 | 0
0 | 0 | 0 | 0
0 | 0 | 0 | 0
0 | 0 | 0 | 0
0 | 0 | 0 | 0
0 | 0 | 0 | 0
0 | 0 | 0 | 0
0 | 0 | 0 | 0
0 | 0 | 0 | 0
0 | 0 | 0 | 0
0 | 0 | 0 | 0
0 | 0 | 0 | 0
0 | 0 | 0 | 0
0 | 0 | 0 | 0
0 | 0 | 0 | 0
0 | 0 | 0 | 0
0 | 0 | 0 | 0
0 | 0 | 0 | 0
0 | 0 | 0 | 0
0 | 0 | 0 | 0
0 | 0 | 0 | 0
0 | 0 | 0 | 0
0 | 0 | 0 | 0
0 | 0 | 0 | 0
0 | 0 | 0 | 0
0 | 0 | 0 | 0
0 | 0 | 0 | 0
0 | 0 | 0 | 0
0 | 0 | 0 | 0
0 | 0 | 0 | 0
0 | 0 | 0 | 0
0 | 0 | 0 | 0
0 | 0 | 0 | 0
0 | 0 | 0 | 0
0 | 0 | 0 | 0
0 | 0 | 0 | 0
0 | 0 | 0 | 0
0 | 0 | 0 | 0
0 | 0 | 0 | 0
0 | 0 | 0 | 0
0 | 0 | 0 | 0
0 | 0 | 0 | 0
0 | 0 | 0 | 0
0 | 0 | 0 | 0
0 | 0 | 0 | 0
0 | 0 | 0 | 0
0 | 0 | 0 | 0
0 | 0 | 0 | 0
0 | 0 | 0 | 0
0 | 0 | 0 | 0
0 | 0 | 0 | 0
0 | 0 | 0 | 0
0 | 0 | 0 | 0
0 | 0 | 0 | 0
0 | 0 | 0 | 0
0 | 0 | 0 | 0
0 | 0 | 0 | 0
0 | 0 | 0 | 0
0 | 0 | 0 | 0
0 | 0 | 0 | 0
0 | 0 | 0 | 0
0 | 0 | 0 | 0
0 | 0 | 0 | 0
0 | 0 | 0 | 0
0 | 0 | 0 | 0
0 | 0 | 0 | 0
0 | 0 | 0 | 0
0 | 0 | 0 | 0
0 | 0 | 0 | 0
0 | 0 | 0 | 0
0 | 0 | 0 | 0
0 | 0 | 0 | 0
0 | 0 | 0 | 0
0 | 0 | 0 | 0
0 | 0 | 0 | 0
0 | 0 | 0 | 0
0 | 0 | 0 | 0
0 | 0 | 0 | 0
0 | 0 | 0 | 0
0 | 0 | 0 | 0
0 | 0 | 0 | 0
0 | 0 | 0 | 0
0 | 0 | 0 | 0
0 | 0 | 0 | 0
0 | 0 | 0 | 0
0 | 0 | 0 | 0
0 | 0 | 0 | 0
0 | 0 | 0 | 0
0 | 0 | 0 | 0
0 | 0 | 0 | 0
0 | 0 | 0 | 0
0 | 0 | 0 | 0
0 | 0 | 0 | 0
0 | 0 | 0 | 0
0 | 0 | 0 | 0
0 | 0 | 0 | 0
0 | 0 | 0 | 0
0 | 0 | 0 | 0
0 | 0 | 0 | 0
0 | 0 | 0 | 0
0 | 0 | 0 | 0
0 | 0 | 0 | 0
0 | 0 | 0 | 0
0 | 0 | 0 | 0
0 | 0 | 0 | 0
0 | 0 | 0 | 0
0 | 0 | 0 | 0
0 | 0 | 0 | 0
0 | 0 | 0 | 0
0 | 0 | 0 | 0
0 | 0 | 0 | 0
0 | 0 | 0 | 0
0 | 0 | 0 | 0
0 | 0 | 0 | 0
0 | 0 | 0 | 0
0 | 0 | 0 | 0
0 | 0 | 0 | 0
0 | 0 | 0 | 0
0 | 0 | 0 | 0
0 | 0 | 0 | 0
0 | 0 | 0 | 0
0 | 0 | 0 | 0
0 | 0 | 0 | 0
0 | 0 | 0 | 0
0 | 0 | 0 | 0
0 | 0 | 0 | 0
0 | 0 | 0 | 0
0 | 0 | 0 | 0
0 | 0 | 0 | 0
0 | 0 | 0 | 0
0 | 0 | 0 | 0
0 | 0 | 0 | 0
0 | 0 | 0 | 0
0 | 0 | 0 | 0
0 | 0 | 0 | 0
0 | 0 | 0 | 0
0 | 0 | 0 | 0
0 | 0 | 0 | 0
0 | 0 | 0 | 0
0 | 0 | 0 | 0
0 | 0 | 0 | 0
0 | 0 | 0 | 0
0 | 0 | 0 | 0
0 | 0 | 0 | 0
0 | 0 | 0 | 0
0 | 0 | 0 | 0
0 | 0 | 0 | 0
0 | 0 | 0 | 0
0 | 0 | 0 | 0
0 | 0 | 0 | 0
0 | 0 | 0 | 0
0 | 0 | 0 | 0
0 | 0 | 0 | 0
0 | 0 | 0 | 0
0 | 0 | 0 | 0
0 | 0 | 0 | 0
0 | 0 | 0 | 0
0 | 0 | 0 | 0
0 | 0 | 0 | 0
0 | 0 | 0 | 0
0 | 0 | 0 | 0
0 | 0 | 0 | 0
0 | 0 | 0 | 0
0 | 0 | 0 | 0
0 | 0 | 0 | 0
0 | 0 | 0 | 0
0 | 0 | 0 | 0
0 | 0 | 0 | 0
0 | 0 | 0 | 0
0 | 0 | 0 | 0
0 | 0 | 0 | 0
0 | 0 | 0 | 0
0 | 0 | 0 | 0
0 | 0 | 0 | 0
0 | 0 | 0 | 0
0 | 0 | 0 | 0
0 | 0 | 0 | 0
0 | 0 | 0 | 0
0 | 0 | 0 | 0
0 | 0 | 0 | 0
0 | 0 | 0 | 0
0 | 0 | 0 | 0
0 | 0 | 0 | 0
0 | 0 | 0 | 0
0 | 0 | 0 | 0
0 | 0 | 0 | 0
0 | 0 | 0 | 0
0 | 0 | 0 | 0
0 | 0 | 0 | 0
0 | 0 | 0 | 0
0 | 0 | 0 | 0
0 | 0 | 0 | 0
0 | 0 | 0 | 0
0 | 0 | 0 | 0
0 | 0 | 0 | 0
0 | 0 | 0 | 0
0 | 0 | 0 | 0
0 | 0 | 0 | 0
0 | 0 | 0 | 0
0 | 0 | 0 | 0
0 | 0 | 0 | 0
0 | 0 | 0 | 0
0 | 0 | 0 | 0
0 | 0 | 0 | 0
0 | 0 | 0 | 0
0 | 0 | 0 | 0
0 | 0 | 0 | 0
0 | 0 | 0 | 0
0 | 0 | 0 | 0
0 | 0 | 0 | 0
0 | 0 | 0 | 0
0 | 0 | 0 | 0
0 | 0 | 0 | 0
0 | 0 | 0 | 0
0 | 0 | 0 | 0
0 | 0 | 0 | 0
0 | 0 | 0 | 0
0 | 0 | 0 | 0
0 | 0 | 0 | 0
0 | 0 | 0 | 0
0 | 0 | 0 | 0
0 | 0 | 0 | 0
0 | 0 | 0 | 0
0 | 0 | 0 | 0
0 | 0 | 0 | 0
0 | 0 | 0 | 0
0 | 0 | 0 | 0
0 | 0 | 0 | 0
0 | 0 | 0 | 0
0 | 0 | 0 | 0
0 | 0 | 0 | 0
0 | 0 | 0 | 0
0 | 0 | 0 | 0
0 | 0 | 0 | 0
0 | 0 | 0 | 0
0 | 0 | 0 | 0
0 | 0 | 0 | 0
0 | 0 | 0 | 0
0 | 0 | 0 | 0
0 | 0 | 0 | 0
0 | 0 | 0 | 0
0 | 0 | 0 | 0
0 | 0 | 0 | 0
0 | 0 | 0 | 0
0 | 0 | 0 | 0
0 | 0 | 0 | 0
0 | 0 | 0 | 0
0 | 0 | 0 | 0
0 | 0 | 0 | 0
0 | 0 | 0 | 0
0 | 0 | 0 | 0
0 | 0 | 0 | 0
0 | 0 | 0 | 0
0 | 0 | 0 | 0
0 | 0 | 0 | 0
0 | 0 | 0 | 0
0 | 0 | 0 | 0
0 | 0 | 0 | 0
0 | 0 | 0 | 0
0 | 0 | 0 | 0
0 | 0 | 0 | 0
0 | 0 | 0 | 0
0 | 0 | 0 | 0
0 | 0 | 0 | 0
0 | 0 | 0 | 0
0 | 0 | 0 | 0
0 | 0 | 0 | 0
0 | 0 | 0 | 0
0 | 0 | 0 | 0
0 | 0 | 0 | 0
0 | 0 | 0 | 0
0 | 0 | 0 | 0
0 | 0 | 0 | 0
0 | 0 | 0 | 0
0 | 0 | 0 | 0
0 | 0 | 0 | 0
0 | 0 | 0 | 0
0 | 0 | 0 | 0
0 | 0 | 0 | 0
0 | 0 | 0 | 0
0 | 0 | 0 | 0
0 | 0 | 0 | 0
0 | 0 | 0 | 0
0 | 0 | 0 | 0
0 | 0 | 0 | 0
0 | 0 | 0 | 0
0 | 0 | 0 | 0
0 | 0 | 0 | 0
0 | 0 | 0 | 0
0 | 0 | 0 | 0
0 | 0 | 0 | 0
0 | 0 | 0 | 0
0 | 0 | 0 | 0
0 | 0 | 0 | 0
0 | 0 | 0 | 0
0 | 0 | 0 | 0
0 | 0 | 0 | 0
0 | 0 | 0 | 0
0 | 0 | 0 | 0
0 | 0 | 0 | 0
0 | 0 | 0 | 0
0 | 0 | 0 | 0
0 | 0 | 0 | 0
0 | 0 | 0 | 0
0 | 0 | 0 | 0
0 | 0 | 0 | 0
0 | 0 | 0 | 0
0 | 0 | 0 | 0
0 | 0 | 0 | 0
0 | 0 | 0 | 0
0 | 0 | 0 | 0
0 | 0 | 0 | 0
0 | 0 | 0 | 0
0 | 0 | 0 | 0
0 | 0 | 0 | 0
0 | 0 | 0 | 0
0 | 0 | 0 | 0
0 | 0 | 0 | 0
0 | 0 | 0 | 0
0 | 0 | 0 | 0
0 | 0 | 0 | 0
0 | 0 | 0 | 0
0 | 0 | 0 | 0
0 | 0 | 0 | 0
0 | 0 | 0 | 0
0 | 0 | 0 | 0
0 | 0 | 0 | 0
0 | 0 | 0 | 0
0 | 0 | 0 | 0
0 | 0 | 0 | 0
0 | 0 | 0 | 0
0 | 0 | 0 | 0
0 | 0 | 0 | 0
0 | 0 | 0 | 0
0 | 0 | 0 | 0
0 | 0 | 0 | 0
0 | 0 | 0 | 0
0 | 0 | 0 | 0
0 | 0 | 0 | 0
0 | 0 | 0 | 0
0 | 0 | 0 | 0
0 | 0 | 0 | 0
0 | 0 | 0 | 0
0 | 0 | 0 | 0
0 | 0 | 0 | 0
0 | 0 | 0 | 0
0 | 0 | 0 | 0
0 | 0 | 0 | 0
0 | 0 | 0 | 0
0 | 0 | 0 | 0
0 | 0 | 0 | 0
0 | 0 | 0 | 0
0 | 0 | 0 | 0
0 | 0 | 0 | 0
0 | 0 | 0 | 0
0 | 0 | 0 | 0
0 | 0 | 0 | 0
0 | 0 | 0 | 0
0 | 0 | 0 | 0
0 | 0 | 0 | 0
0 | 0 | 0 | 0
0 | 0 | 0 | 0
0 | 0 | 0 | 0
0 | 0 | 0 | 0
0 | 0 | 0 | 0
0 | 0 | 0 | 0
0 | 0 | 0 | 0
0 | 0 | 0 | 0
0 | 0 | 0 | 0
0 | 0 | 0 | 0
0 | 0 | 0 | 0
0 | 0 | 0 | 0
0 | 0 | 0 | 0
0 | 0 | 0 | 0
0 | 0 | 0 | 0
0 | 0 | 0 | 0
0 | 0 | 0 | 0
0 | 0 | 0 | 0
0 | 0 | 0 | 0
0 | 0 | 0 | 0
0 | 0 | 0 | 0
0 | 0 | 0 | 0
0 | 0 | 0 | 0
0 | 0 | 0 | 0
0 | 0 | 0 | 0
0 | 0 | 0 | 0
0 | 0 | 0 | 0
0 | 0 | 0 | 0
0 | 0 | 0 | 0
0 | 0 | 0 | 0
0 | 0 | 0 | 0
0 | 0 | 0 | 0
0 | 0 | 0 | 0
0 | 0 | 0 | 0
0 | 0 | 0 | 0
0 | 0 | 0 | 0
0 | 0 | 0 | 0
0 | 0 | 0 | 0
0 | 0 | 0 | 0
0 | 0 | 0 | 0
0 | 0 | 0 | 0
0 | 0 | 0 | 0
0 | 0 | 0 | 0
0 | 0 | 0 | 0
0 | 0 | 0 | 0
0 | 0 | 0 | 0
0 | 0 | 0 | 0
0 | 0 | 0 | 0
0 | 0 | 0 | 0
0 | 0 | 0 | 0
0 | 0 | 0 | 0
0 | 0 | 0 | 0
0 | 0 | 0 | 0
0 | 0 | 0 | 0
0 | 0 | 0 | 0
0 | 0 | 0 | 0
0 | 0 | 0 | 0
0 | 0 | 0 | 0
0 | 0 | 0 | 0
0 | 0 | 0 | 0
0 | 0 | 0 | 0
0 | 0 | 0 | 0
0 | 0 | 0 | 0
0 | 0 | 0 | 0
0 | 0 | 0 | 0
0 | 0 | 0 | 0
0 | 0 | 0 | 0
0 | 0 | 0 | 0
0 | 0 | 0 | 0
0 | 0 | 0 | 0
0 | 0 | 0 | 0
0 | 0 | 0 | 0
0 | 0 | 0 | 0
0 | 0 | 0 | 0
0 | 0 | 0 | 0
0 | 0 | 0 | 0
0 | 0 | 0 | 0
0 | 0 | 0 | 0
0 | 0 | 0 | 0
0 | 0 | 0 | 0
0 | 0 | 0 | 0
0 | 0 | 0 | 0
0 | 0 | 0 | 0
0 | 0 | 0 | 0
0 | 0 | 0 | 0
0 | 0 | 0 | 0
0 | 0 | 0 | 0
0 | 0 | 0 | 0
0 | 0 | 0 | 0
0 | 0 | 0 | 0
0 | 0 | 0 | 0
0 | 0 | 0 | 0
0 | 0 | 0 | 0
0 | 0 | 0 | 0
0 | 0 | 0 | 0
0 | 0 | 0 | 0
0 | 0 | 0 | 0
0 | 0 | 0 | 0
0 | 0 | 0 | 0
0 | 0 | 0 | 0
0 | 0 | 0 | 0
0 | 0 | 0 | 0
0 | 0 | 0 | 0
0 | 0 | 0 | 0
0 | 0 | 0 | 0
0 | 0 | 0 | 0
0 | 0 | 0 | 0
0 | 0 | 0 | 0
0 | 0 | 0 | 0
0 | 0 | 0 | 0
0 | 0 | 0 | 0
0 | 0 | 0 | 0
0 | 0 | 0 | 0
0 | 0 | 0 | 0
0 | 0 | 0 | 0
0 | 0 | 0 | 0
0 | 0 | 0 | 0
0 | 0 | 0 | 0
0 | 0 | 0 | 0
0 | 0 | 0 | 0
0 | 0 | 0 | 0
0 | 0 | 0 | 0
0 | 0 | 0 | 0
0 | 0 | 0 | 0
0 | 0 | 0 | 0
0 | 0 | 0 | 0
0 | 0 | 0 | 0
0 | 0 | 0 | 0
0 | 0 | 0 | 0
0 | 0 | 0 | 0
0 | 0 | 0 | 0
0 | 0 | 0 | 0
0 | 0 | 0 | 0
0 | 0 | 0 | 0
0 | 0 | 0 | 0
0 | 0 | 0 | 0
0 | 0 | 0 | 0
0 | 0 | 0 | 0
0 | 0 | 0 | 0
0 | 0 | 0 | 0
0 | 0 | 0 | 0
0 | 0 | 0 | 0
0 | 0 | 0 | 0
0 | 0 | 0 | 0
0 | 0 | 0 | 0
0 | 0 | 0 | 0
0 | 0 | 0 | 0
0 | 0 | 0 | 0
0 | 0 | 0 | 0
0 | 0 | 0 | 0
0 | 0 | 0 | 0
0 | 0 | 0 | 0
0 | 0 | 0 | 0
0 | 0 | 0 | 0
0 | 0 | 0 | 0
0 | 0 | 0 | 0
0 | 0 | 0 | 0
0 | 0 | 0 | 0
0 | 0 | 0 | 0
0 | 0 | 0 | 0
0 | 0 | 0 | 0
0 | 0 | 0 | 0
0 | 0 | 0 | 0
0 | 0 | 0 | 0
0 | 0 | 0 | 0
0 | 0 | 0 | 0
0 | 0 | 0 | 0
0 | 0 | 0 | 0
0 | 0 | 0 | 0
0 | 0 | 0 | 0
0 | 0 | 0 | 0
0 | 0 | 0 | 0
0 | 0 | 0 | 0
0 | 0 | 0 | 0
0 | 0 | 0 | 0
0 | 0 | 0 | 0
0 | 0 | 0 | 0
0 | 0 | 0 | 0
0 | 0 | 0 | 0
0 | 0 | 0 | 0
0 | 0 | 0 | 0
0 | 0 | 0 | 0
0 | 0 | 0 | 0
0 | 0 | 0 | 0
0 | 0 | 0 | 0
0 | 0 | 0 | 0
0 | 0 | 0 | 0
0 | 0 | 0 | 0
0 | 0 | 0 | 0
0 | 0 | 0 | 0
0 | 0 | 0 | 0
0 | 0 | 0 | 0
0 | 0 | 0 | 0
0 | 0 | 0 | 0
0 | 0 | 0 | 0
0 | 0 | 0 | 0
0 | 0 | 0 | 0
0 | 0 | 0 | 0
0 | 0 | 0 | 0
0 | 0 | 0 | 0
0 | 0 | 0 | 0
0 | 0 | 0 | 0
0 | 0 | 0 | 0
0 | 0 | 0 | 0
0 | 0 | 0 | 0
0 | 0 | 0 | 0
0 | 0 | 0 | 0
0 | 0 | 0 | 0
0 | 0 | 0 | 0
0 | 0 | 0 | 0
0 | 0 | 0 | 0
0 | 0 | 0 | 0
0 | 0 | 0 | 0
0 | 0 | 0 | 0
0 | 0 | 0 | 0
0 | 0 | 0 | 0
0 | 0 | 0 | 0
0 | 0 | 0 | 0
0 | 0 | 0 | 0
0 | 0 | 0 | 0
0 | 0 | 0 | 0
0 | 0 | 0 | 0
0 | 0 | 0 | 0
0 | 0 | 0 | 0
0 | 0 | 0 | 0
0 | 0 | 0 | 0
0 | 0 | 0 | 0
0 | 0 | 0 | 0
0 | 0 | 0 | 0
0 | 0 | 0 | 0
0 | 0 | 0 | 0
0 | 0 | 0 | 0
0 | 0 | 0 | 0
0 | 0 | 0 | 0
0 | 0 | 0 | 0
0 | 0 | 0 | 0
0 | 0 | 0 | 0
0 | 0 | 0 | 0
0 | 0 | 0 | 0
0 | 0 | 0 | 0
0 | 0 | 0 | 0
0 | 0 | 0 | 0
0 | 0 | 0 | 0
0 | 0 | 0 | 0
0 | 0 | 0 | 0
0 | 0 | 0 | 0
0 | 0 | 0 | 0
0 | 0 | 0 | 0
0 | 0 | 0 | 0
0 | 0 | 0 | 0
0 | 0 | 0 | 0
0 | 0 | 0 | 0
0 | 0 | 0 | 0
0 | 0 | 0 | 0
0 | 0 | 0 | 0
0 | 0 | 0 | 0
0 | 0 | 0 | 0
0 | 0 | 0 | 0
0 | 0 | 0 | 0
0 | 0 | 0 | 0
0 | 0 | 0 | 0
0 | 0 | 0 | 0
0 | 0 | 0 | 0
0 | 0 | 0 | 0
0 | 0 | 0 | 0
0 | 0 | 0 | 0
0 | 0 | 0 | 0
0 | 0 | 0 | 0
0 | 0 | 0 | 0
0 | 0 | 0 | 0
0 | 0 | 0 | 0
0 | 0 | 0 | 0
0 | 0 | 0 | 0
0 | 0 | 0 | 0
0 | 0 | 0 | 0
0 | 0 | 0 | 0
0 | 0 | 0 | 0
0 | 0 | 0 | 0
0 | 0 | 0 | 0
0 | 0 | 0 | 0
0 | 0 | 0 | 0
0 | 0 | 0 | 0
0 | 0 | 0 | 0
0 | 0 | 0 | 0
0 | 0 | 0 | 0
0 | 0 | 0 | 0
0 | 0 | 0 | 0
0 | 0 | 0 | 0
0 | 0 | 0 | 0
0 | 0 | 0 | 0
0 | 0 | 0 | 0
0 | 0 | 0 | 0
0 | 0 | 0 | 0
0 | 0 | 0 | 0
0 | 0 | 0 | 0
0 | 0 | 0 | 0
0 | 0 | 0 | 0
0 | 0 | 0 | 0
0 | 0 | 0 | 0
0 | 0 | 0 | 0
0 | 0 | 0 | 0
0 | 0 | 0 | 0
0 | 0 | 0 | 0
0 | 0 | 0 | 0
0 | 0 | 0 | 0
0 | 0 | 0 | 0
0 | 0 | 0 | 0
0 | 0 | 0 | 0
0 | 0 | 0 | 0
0 | 0 | 0 | 0
0 | 0 | 0 | 0
0 | 0 | 0 | 0
0 | 0 | 0 | 0
0 | 0 | 0 | 0
0 | 0 | 0 | 0
0 | 0 | 0 | 0
0 | 0 | 0 | 0
0 | 0 | 0 | 0
0 | 0 | 0 | 0
0 | 0 | 0 | 0
0 | 0 | 0 | 0
0 | 0 | 0 | 0
0 | 0 | 0 | 0
0 | 0 | 0 | 0
0 | 0 | 0 | 0
0 | 0 | 0 | 0
0 | 0 | 0 | 0
0 | 0 | 0 | 0
0 | 0 | 0 | 0
0 | 0 | 0 | 0
0 | 0 | 0 | 0
0 | 0 | 0 | 0
0 | 0 | 0 | 0
0 | 0 | 0 | 0
0 | 0 | 0 | 0
0 | 0 | 0 | 0
0 | 0 | 0 | 0
0 | 0 | 0 | 0
0 | 0 | 0 | 0
0 | 0 | 0 | 0
0 | 0 | 0 | 0
0 | 0 | 0 | 0
0 | 0 | 0 | 0
0 | 0 | 0 | 0
0 | 0 | 0 | 0
0 | 0 | 0 | 0
0 | 0 | 0 | 0
0 | 0 | 0 | 0
0 | 0 | 0 | 0
0 | 0 | 0 | 0
0 | 0 | 0 | 0
0 | 0 | 0 | 0
0 | 0 | 0 | 0
0 | 0 | 0 | 0
0 | 0 | 0 | 0
0 | 0 | 0 | 0
0 | 0 | 0 | 0
0 | 0 | 0 | 0
0 | 0 | 0 | 0
0 | 0 | 0 | 0
0 | 0 | 0 | 0
0 | 0 | 0 | 0
0 | 0 | 0 | 0
0 | 0 | 0 | 0
0 | 0 | 0 | 0
0 | 0 | 0 | 0
0 | 0 | 0 | 0
0 | 0 | 0 | 0
0 | 0 | 0 | 0
0 | 0 | 0 | 0
0 | 0 | 0 | 0
0 | 0 | 0 | 0
0 | 0 | 0 | 0
0 | 0 | 0 | 0
0 | 0 | 0 | 0
0 | 0 | 0 | 0
0 | 0 | 0 | 0
0 | 0 | 0 | 0
0 | 0 | 0 | 0
0 | 0 | 0 | 0
0 | 0 | 0 | 0
0 | 0 | 0 | 0
0 | 0 | 0 | 0
0 | 0 | 0 | 0
0 | 0 | 0 | 0
0 | 0 | 0 | 0
0 | 0 | 0 | 0
0 | 0 | 0 | 0
0 | 0 | 0 | 0
0 | 0 | 0 | 0
0 | 0 | 0 | 0
0 | 0 | 0 | 0
0 | 0 | 0 | 0
0 | 0 | 0 | 0
0 | 0 | 0 | 0
0 | 0 | 0 | 0
0 | 0 | 0 | 0
0 | 0 | 0 | 0
0 | 0 | 0 | 0
0 | 0 | 0 | 0
0 | 0 | 0 | 0
0 | 0 | 0 | 0
0 | 0 | 0 | 0
0 | 0 | 0 | 0
0 | 0 | 0 | 0
0 | 0 | 0 | 0
0 | 0 | 0 | 0
0 | 0 | 0 | 0
0 | 0 | 0 | 0
0 | 0 | 0 | 0
0 | 0 | 0 | 0
0 | 0 | 0 | 0
0 | 0 | 0 | 0
0 | 0 | 0 | 0
0 | 0 | 0 | 0
0 | 0 | 0 | 0
0 | 0 | 0 | 0
0 | 0 | 0 | 0
0 | 0 | 0 | 0
0 | 0 | 0 | 0
0 | 0 | 0 | 0
0 | 0 | 0 | 0
0 | 0 | 0 | 0
0 | 0 | 0 | 0
0 | 0 | 0 | 0
0 | 0 | 0 | 0
0 | 0 | 0 | 0
0 | 0 | 0 | 0
0 | 0 | 0 | 0
0 | 0 | 0 | 0
0 | 0 | 0 | 0
0 | 0 | 0 | 0
0 | 0 | 0 | 0
0 | 0 | 0 | 0
0 | 0 | 0 | 0
0 | 0 | 0 | 0
0 | 0 | 0 | 0
0 | 0 | 0 | 0
0 | 0 | 0 | 0
0 | 0 | 0 | 0
0 | 0 | 0 | 0
0 | 0 | 0 | 0
0 | 0 | 0 | 0
0 | 0 | 0 | 0
0 | 0 | 0 | 0
0 | 0 | 0 | 0
0 | 0 | 0 | 0
0 | 0 | 0 | 0
0 | 0 | 0 | 0
0 | 0 | 0 | 0
0 | 0 | 0 | 0
0 | 0 | 0 | 0
0 | 0 | 0 | 0
0 | 0 | 0 | 0
0 | 0 | 0 | 0
0 | 0 | 0 | 0
0 | 0 | 0 | 0
0 | 0 | 0 | 0
0 | 0 | 0 | 0
0 | 0 | 0 | 0
0 | 0 | 0 | 0
0 | 0 | 0 | 0
0 | 0 | 0 | 0
0 | 0 | 0 | 0
0 | 0 | 0 | 0
0 | 0 | 0 | 0
0 | 0 | 0 | 0
0 | 0 | 0 | 0
0 | 0 | 0 | 0
0 | 0 | 0 | 0
0 | 0 | 0 | 0
0 | 0 | 0 | 0
0 | 0 | 0 | 0
0 | 0 | 0 | 0
0 | 0 | 0 | 0
0 | 0 | 0 | 0
0 | 0 | 0 | 0
0 | 0 | 0 | 0
0 | 0 | 0 | 0
0 | 0 | 0 | 0
0 | 0 | 0 | 0
0 | 0 | 0 | 0
0 | 0 | 0 | 0
0 | 0 | 0 | 0
0 | 0 | 0 | 0
0 | 0 | 0 | 0
0 | 0 | 0 | 0
0 | 0 | 0 | 0
0 | 0 | 0 | 0
0 | 0 | 0 | 0
0 | 0 | 0 | 0
0 | 0 | 0 | 0
0 | 0 | 0 | 0
0 | 0 | 0 | 0
0 | 0 | 0 | 0
0 | 0 | 0 | 0
0 | 0 | 0 | 0
0 | 0 | 0 | 0
0 | 0 | 0 | 0
0 | 0 | 0 | 0
0 | 0 | 0 | 0
0 | 0 | 0 | 0
0 | 0 | 0 | 0
0 | 0 | 0 | 0
0 | 0 | 0 | 0
0 | 0 | 0 | 0
0 | 0 | 0 | 0
0 | 0 | 0 | 0
0 | 0 | 0 | 0
0 | 0 | 0 | 0
0 | 0 | 0 | 0
0 | 0 | 0 | 0
0 | 0 | 0 | 0
0 | 0 | 0 | 0
0 | 0 | 0 | 0
0 | 0 | 0 | 0
0 | 0 | 0 | 0
0 | 0 | 0 | 0
0 | 0 | 0 | 0
0 | 0 | 0 | 0
0 | 0 | 0 | 0
0 | 0 | 0 | 0
0 | 0 | 0 | 0
0 | 0 | 0 | 0
0 | 0 | 0 | 0
0 | 0 | 0 | 0
0 | 0 | 0 | 0
0 | 0 | 0 | 0
0 | 0 | 0 | 0
0 | 0 | 0 | 0
0 | 0 | 0 | 0
0 | 0 | 0 | 0
0 | 0 | 0 | 0
0 | 0 | 0 | 0
0 | 0 | 0 | 0
0 | 0 | 0 | 0
0 | 0 | 0 | 0
0 | 0 | 0 | 0
0 | 0 | 0 | 0
0 | 0 | 0 | 0
0 | 0 | 0 | 0
0 | 0 | 0 | 0
0 | 0 | 0 | 0
0 | 0 | 0 | 0
0 | 0 | 0 | 0
0 | 0 | 0 | 0
0 | 0 | 0 | 0
0 | 0 | 0 | 0
0 | 0 | 0 | 0
0 | 0 | 0 | 0
0 | 0 | 0 | 0
0 | 0 | 0 | 0
0 | 0 | 0 | 0
0 | 0 | 0 | 0
0 | 0 | 0 | 0
0 | 0 | 0 | 0
0 | 0 | 0 | 0
0 | 0 | 0 | 0
0 | 0 | 0 | 0
0 | 0 | 0 | 0
0 | 0 | 0 | 0
0 | 0 | 0 | 0
0 | 0 | 0 | 0
0 | 0 | 0 | 0
0 | 0 | 0 | 0
0 | 0 | 0 | 0
0 | 0 | 0 | 0
0 | 0 | 0 | 0
0 | 0 | 0 | 0
0 | 0 | 0 | 0
0 | 0 | 0 | 0
0 | 0 | 0 | 0
0 | 0 | 0 | 0
0 | 0 | 0 | 0
0 | 0 | 0 | 0
0 | 0 | 0 | 0
0 | 0 | 0 | 0
0 | 0 | 0 | 0
0 | 0 | 0 | 0
0 | 0 | 0 | 0
0 | 0 | 0 | 0
0 | 0 | 0 | 0
0 | 0 | 0 | 0
0 | 0 | 0 | 0
0 | 0 | 0 | 0
0 | 0 | 0 | 0
0 | 0 | 0 | 0
0 | 0 | 0 | 0
0 | 0 | 0 | 0
0 | 0 | 0 | 0
0 | 0 | 0 | 0
0 | 0 | 0 | 0
0 | 0 | 0 | 0
0 | 0 | 0 | 0
0 | 0 | 0 | 0
0 | 0 | 0 | 0
0 | 0 | 0 | 0
0 | 0 | 0 | 0
0 | 0 | 0 | 0
0 | 0 | 0 | 0
0 | 0 | 0 | 0
0 | 0 | 0 | 0
0 | 0 | 0 | 0
0 | 0 | 0 | 0
0 | 0 | 0 | 0
0 | 0 | 0 | 0
0 | 0 | 0 | 0
0 | 0 | 0 | 0
0 | 0 | 0 | 0
0 | 0 | 0 | 0
0 | 0 | 0 | 0
0 | 0 | 0 | 0
0 | 0 | 0 | 0
0 | 0 | 0 | 0
0 | 0 | 0 | 0
0 | 0 | 0 | 0
0 | 0 | 0 | 0
0 | 0 | 0 | 0
0 | 0 | 0 | 0
0 | 0 | 0 | 0
0 | 0 | 0 | 0
0 | 0 | 0 | 0
0 | 0 | 0 | 0
0 | 0 | 0 | 0
0 | 0 | 0 | 0
0 | 0 | 0 | 0
0 | 0 | 0 | 0
0 | 0 | 0 | 0
0 | 0 | 0 | 0
0 | 0 | 0 | 0
0 | 0 | 0 | 0
0 | 0 | 0 | 0
0 | 0 | 0 | 0
0 | 0 | 0 | 0
0 | 0 | 0 | 0
0 | 0 | 0 | 0
0 | 0 | 0 | 0
0 | 0 | 0 | 0
0 | 0 | 0 | 0
0 | 0 | 0 | 0
0 | 0 | 0 | 0
0 | 0 | 0 | 0
0 | 0 | 0 | 0
0 | 0 | 0 | 0
0 | 0 | 0 | 0
0 | 0 | 0 | 0
0 | 0 | 0 | 0
0 | 0 | 0 | 0
0 | 0 | 0 | 0
0 | 0 | 0 | 0
0 | 0 | 0 | 0
0 | 0 | 0 | 0
0 | 0 | 0 | 0
0 | 0 | 0 | 0
0 | 0 | 0 | 0
0 | 0 | 0 | 0
0 | 0 | 0 | 0
0 | 0 | 0 | 0
0 | 0 | 0 | 0
0 | 0 | 0 | 0
0 | 0 | 0 | 0
0 | 0 | 0 | 0
0 | 0 | 0 | 0
0 | 0 | 0 | 0
0 | 0 | 0 | 0
0 | 0 | 0 | 0
0 | 0 | 0 | 0
0 | 0 | 0 | 0
0 | 0 | 0 | 0
0 | 0 | 0 | 0
0 | 0 | 0 | 0
0 | 0 | 0 | 0
0 | 0 | 0 | 0
0 | 0 | 0 | 0
0 | 0 | 0 | 0
0 | 0 | 0 | 0
0 | 0 | 0 | 0
0 | 0 | 0 | 0
0 | 0 | 0 | 0
0 | 0 | 0 | 0
0 | 0 | 0 | 0
0 | 0 | 0 | 0
0 | 0 | 0 | 0
0 | 0 | 0 | 0
0 | 0 | 0 | 0
0 | 0 | 0 | 0
0 | 0 | 0 | 0
0 | 0 | 0 | 0
0 | 0 | 0 | 0
0 | 0 | 0 | 0
0 | 0 | 0 | 0
0 | 0 | 0 | 0
0 | 0 | 0 | 0
0 | 0 | 0 | 0
0 | 0 | 0 | 0
0 | 0 | 0 | 0
0 | 0 | 0 | 0
0 | 0 | 0 | 0
0 | 0 | 0 | 0
0 | 0 | 0 | 0
0 | 0 | 0 | 0
0 | 0 | 0 | 0
0 | 0 | 0 | 0
0 | 0 | 0 | 0
0 | 0 | 0 | 0
0 | 0 | 0 | 0
0 | 0 | 0 | 0
0 | 0 | 0 | 0
0 | 0 | 0 | 0
0 | 0 | 0 | 0
0 | 0 | 0 | 0
0 | 0 | 0 | 0
0 | 0 | 0 | 0
0 | 0 | 0 | 0
0 | 0 | 0 | 0
0 | 0 | 0 | 0
0 | 0 | 0 | 0
0 | 0 | 0 | 0
0 | 0 | 0 | 0
0 | 0 | 0 | 0
0 | 0 | 0 | 0
0 | 0 | 0 | 0
0 | 0 | 0 | 0
0 | 0 | 0 | 0
0 | 0 | 0 | 0
0 | 0 | 0 | 0
0 | 0 | 0 | 0
0 | 0 | 0 | 0
0 | 0 | 0 | 0
0 | 0 | 0 | 0
0 | 0 | 0 | 0
0 | 0 | 0 | 0
0 | 0 | 0 | 0
0 | 0 | 0 | 0
0 | 0 | 0 | 0
0 | 0 | 0 | 0
0 | 0 | 0 | 0
0 | 0 | 0 | 0
0 | 0 | 0 | 0
0 | 0 | 0 | 0
0 | 0 | 0 | 0
0 | 0 | 0 | 0
0 | 0 | 0 | 0
0 | 0 | 0 | 0
0 | 0 | 0 | 0
0 | 0 | 0 | 0
0 | 0 | 0 | 0
0 | 0 | 0 | 0
0 | 0 | 0 | 0
0 | 0 | 0 | 0
0 | 0 | 0 | 0
0 | 0 | 0 | 0
0 | 0 | 0 | 0
0 | 0 | 0 | 0
0 | 0 | 0 | 0
0 | 0 | 0 | 0
0 | 0 | 0 | 0
0 | 0 | 0 | 0
0 | 0 | 0 | 0
0 | 0 | 0 | 0
0 | 0 | 0 | 0
0 | 0 | 0 | 0
0 | 0 | 0 | 0
0 | 0 | 0 | 0
0 | 0 | 0 | 0
0 | 0 | 0 | 0
0 | 0 | 0 | 0
0 | 0 | 0 | 0
0 | 0 | 0 | 0
0 | 0 | 0 | 0
0 | 0 | 0 | 0
0 | 0 | 0 | 0
0 | 0 | 0 | 0
0 | 0 | 0 | 0
0 | 0 | 0 | 0
0 | 0 | 0 | 0
0 | 0 | 0 | 0
0 | 0 | 0 | 0
0 | 0 | 0 | 0
0 | 0 | 0 | 0
0 | 0 | 0 | 0
0 | 0 | 0 | 0
0 | 0 | 0 | 0
0 | 0 | 0 | 0
0 | 0 | 0 | 0
0 | 0 | 0 | 0
0 | 0 | 0 | 0
0 | 0 | 0 | 0
0 | 0 | 0 | 0
0 | 0 | 0 | 0
0 | 0 | 0 | 0
0 | 0 | 0 | 0
0 | 0 | 0 | 0
0 | 0 | 0 | 0
0 | 0 | 0 | 0
0 | 0 | 0 | 0
0 | 0 | 0 | 0
0 | 0 | 0 | 0
0 | 0 | 0 | 0
0 | 0 | 0 | 0
0 | 0 | 0 | 0
0 | 0 | 0 | 0
0 | 0 | 0 | 0
0 | 0 | 0 | 0
0 | 0 | 0 | 0
0 | 0 | 0 | 0
0 | 0 | 0 | 0
0 | 0 | 0 | 0
0 | 0 | 0 | 0
0 | 0 | 0 | 0
0 | 0 | 0 | 0
0 | 0 | 0 | 0
0 | 0 | 0 | 0
0 | 0 | 0 | 0
0 | 0 | 0 | 0
0 | 0 | 0 | 0
0 | 0 | 0 | 0
0 | 0 | 0 | 0
0 | 0 | 0 | 0
0 | 0 | 0 | 0
0 | 0 | 0 | 0
0 | 0 | 0 | 0
0 | 0 | 0 | 0
0 | 0 | 0 | 0
0 | 0 | 0 | 0
0 | 0 | 0 | 0
0 | 0 | 0 | 0
0 | 0 | 0 | 0
0 | 0 | 0 | 0
0 | 0 | 0 | 0
0 | 0 | 0 | 0
0 | 0 | 0 | 0
0 | 0 | 0 | 0
0 | 0 | 0 | 0
0 | 0 | 0 | 0
0 | 0 | 0 | 0
0 | 0 | 0 | 0
0 | 0 | 0 | 0
0 | 0 | 0 | 0
0 | 0 | 0 | 0
0 | 0 | 0 | 0
0 | 0 | 0 | 0
0 | 0 | 0 | 0
0 | 0 | 0 | 0
0 | 0 | 0 | 0
0 | 0 | 0 | 0
0 | 0 | 0 | 0
0 | 0 | 0 | 0
0 | 0 | 0 | 0
0 | 0 | 0 | 0
0 | 0 | 0 | 0
0 | 0 | 0 | 0
0 | 0 | 0 | 0
0 | 0 | 0 | 0
0 | 0 | 0 | 0
0 | 0 | 0 | 0
0 | 0 | 0 | 0
0 | 0 | 0 | 0
0 | 0 | 0 | 0
0 | 0 | 0 | 0
0 | 0 | 0 | 0
0 | 0 | 0 | 0
0 | 0 | 0 | 0
0 | 0 | 0 | 0
0 | 0 | 0 | 0
0 | 0 | 0 | 0
0 | 0 | 0 | 0
0 | 0 | 0 | 0
0 | 0 | 0 | 0
0 | 0 | 0 | 0
0 | 0 | 0 | 0
0 | 0 | 0 | 0
0 | 0 | 0 | 0
0 | 0 | 0 | 0
0 | 0 | 0 | 0
0 | 0 | 0 | 0
0 | 0 | 0 | 0
0 | 0 | 0 | 0
0 | 0 | 0 | 0
0 | 0 | 0 | 0
0 | 0 | 0 | 0
0 | 0 | 0 | 0
0 | 0 | 0 | 0
0 | 0 | 0 | 0
0 | 0 | 0 | 0
0 | 0 | 0 | 0
0 | 0 | 0 | 0
0 | 0 | 0 | 0
0 | 0 | 0 | 0
0 | 0 | 0 | 0
0 | 0 | 0 | 0
0 | 0 | 0 | 0
0 | 0 | 0 | 0
0 | 0 | 0 | 0
0 | 0 | 0 | 0
0 | 0 | 0 | 0
0 | 0 | 0 | 0
0 | 0 | 0 | 0
0 | 0 | 0 | 0
0 | 0 | 0 | 0
0 | 0 | 0 | 0
0 | 0 | 0 | 0
0 | 0 | 0 | 0
0 | 0 | 0 | 0
0 | 0 | 0 | 0
0 | 0 | 0 | 0
0 | 0 | 0 | 0
0 | 0 | 0 | 0
0 | 0 | 0 | 0
0 | 0 | 0 | 0
0 | 0 | 0 | 0
0 | 0 | 0 | 0
0 | 0 | 0 | 0
0 | 0 | 0 | 0
0 | 0 | 0 | 0
0 | 0 | 0 | 0
0 | 0 | 0 | 0
0 | 0 | 0 | 0
0 | 0 | 0 | 0
0 | 0 | 0 | 0
0 | 0 | 0 | 0
0 | 0 | 0 | 0
0 | 0 | 0 | 0
0 | 0 | 0 | 0
0 | 0 | 0 | 0
0 | 0 | 0 | 0
0 | 0 | 0 | 0
0 | 0 | 0 | 0
0 | 0 | 0 | 0
0 | 0 | 0 | 0
0 | 0 | 0 | 0
0 | 0 | 0 | 0
0 | 0 | 0 | 0
0 | 0 | 0 | 0
0 | 0 | 0 | 0
0 | 0 | 0 | 0
0 | 0 | 0 | 0
0 | 0 | 0 | 0
0 | 0 | 0 | 0
0 | 0 | 0 | 0
0 | 0 | 0 | 0
0 | 0 | 0 | 0
0 | 0 | 0 | 0
0 | 0 | 0 | 0
0 | 0 | 0 | 0
0 | 0 | 0 | 0
0 | 0 | 0 | 0
0 | 0 | 0 | 0
0 | 0 | 0 | 0
0 | 0 | 0 | 0
0 | 0 | 0 | 0
0 | 0 | 0 | 0
0 | 0 | 0 | 0
0 | 0 | 0 | 0
0 | 0 | 0 | 0
0 | 0 | 0 | 0
0 | 0 | 0 | 0
0 | 0 | 0 | 0
0 | 0 | 0 | 0
0 | 0 | 0 | 0
0 | 0 | 0 | 0
0 | 0 | 0 | 0
0 | 0 | 0 | 0
0 | 0 | 0 | 0
0 | 0 | 0 | 0
0 | 0 | 0 | 0
0 | 0 | 0 | 0
0 | 0 | 0 | 0
0 | 0 | 0 | 0
0 | 0 | 0 | 0
0 | 0 | 0 | 0
0 | 0 | 0 | 0
0 | 0 | 0 | 0
0 | 0 | 0 | 0
0 | 0 | 0 | 0
0 | 0 | 0 | 0
0 | 0 | 0 | 0
0 | 0 | 0 | 0
0 | 0 | 0 | 0
0 | 0 | 0 | 0
0 | 0 | 0 | 0
0 | 0 | 0 | 0
0 | 0 | 0 | 0
0 | 0 | 0 | 0
0 | 0 | 0 | 0
0 | 0 | 0 | 0
0 | 0 | 0 | 0
0 | 0 | 0 | 0
0 | 0 | 0 | 0
0 | 0 | 0 | 0
0 | 0 | 0 | 0
0 | 0 | 0 | 0
0 | 0 | 0 | 0
0 | 0 | 0 | 0
0 | 0 | 0 | 0
0 | 0 | 0 | 0
0 | 0 | 0 | 0
0 | 0 | 0 | 0
0 | 0 | 0 | 0
0 | 0 | 0 | 0
0 | 0 | 0 | 0
0 | 0 | 0 | 0
0 | 0 | 0 | 0
0 | 0 | 0 | 0
0 | 0 | 0 | 0
0 | 0 | 0 | 0
0 | 0 | 0 | 0
0 | 0 | 0 | 0
0 | 0 | 0 | 0
0 | 0 | 0 | 0
0 | 0 | 0 | 0
0 | 0 | 0 | 0
0 | 0 | 0 | 0
0 | 0 | 0 | 0
0 | 0 | 0 | 0
0 | 0 | 0 | 0
0 | 0 | 0 | 0
0 | 0 | 0 | 0
0 | 0 | 0 | 0
0 | 0 | 0 | 0
0 | 0 | 0 | 0
0 | 0 | 0 | 0
0 | 0 | 0 | 0
0 | 0 | 0 | 0
0 | 0 | 0 | 0
0 | 0 | 0 | 0
0 | 0 | 0 | 0
0 | 0 | 0 | 0
0 | 0 | 0 | 0
0 | 0 | 0 | 0
0 | 0 | 0 | 0
0 | 0 | 0 | 0
0 | 0 | 0 | 0
0 | 0 | 0 | 0
0 | 0 | 0 | 0
0 | 0 | 0 | 0
0 | 0 | 0 | 0
0 | 0 | 0 | 0
0 | 0 | 0 | 0
0 | 0 | 0 | 0
0 | 0 | 0 | 0
0 | 0 | 0 | 0
0 | 0 | 0 | 0
0 | 0 | 0 | 0
0 | 0 | 0 | 0
0 | 0 | 0 | 0
0 | 0 | 0 | 0
0 | 0 | 0 | 0
0 | 0 | 0 | 0
0 | 0 | 0 | 0
0 | 0 | 0 | 0
0 | 0 | 0 | 0
0 | 0 | 0 | 0
0 | 0 | 0 | 0
0 | 0 | 0 | 0
0 | 0 | 0 | 0
0 | 0 | 0 | 0
0 | 0 | 0 | 0
0 | 0 | 0 | 0
0 | 0 | 0 | 0
0 | 0 | 0 | 0
0 | 0 | 0 | 0
0 | 0 | 0 | 0
0 | 0 | 0 | 0
0 | 0 | 0 | 0
0 | 0 | 0 | 0
0 | 0 | 0 | 0
0 | 0 | 0 | 0
0 | 0 | 0 | 0
0 | 0 | 0 | 0
0 | 0 | 0 | 0
0 | 0 | 0 | 0
0 | 0 | 0 | 0
0 | 0 | 0 | 0
0 | 0 | 0 | 0
0 | 0 | 0 | 0
0 | 0 | 0 | 0
0 | 0 | 0 | 0
0 | 0 | 0 | 0
0 | 0 | 0 | 0
0 | 0 | 0 | 0
0 | 0 | 0 | 0
0 | 0 | 0 | 0
0 | 0 | 0 | 0
0 | 0 | 0 | 0
0 | 0 | 0 | 0
0 | 0 | 0 | 0
0 | 0 | 0 | 0
0 | 0 | 0 | 0
0 | 0 | 0 | 0
0 | 0 | 0 | 0
0 | 0 | 0 | 0
0 | 0 | 0 | 0
0 | 0 | 0 | 0
0 | 0 | 0 | 0
0 | 0 | 0 | 0
0 | 0 | 0 | 0
0 | 0 | 0 | 0
0 | 0 | 0 | 0
0 | 0 | 0 | 0
0 | 0 | 0 | 0
0 | 0 | 0 | 0
0 | 0 | 0 | 0
0 | 0 | 0 | 0
0 | 0 | 0 | 0
0 | 0 | 0 | 0
0 | 0 | 0 | 0
0 | 0 | 0 | 0
0 | 0 | 0 | 0
0 | 0 | 0 | 0
0 | 0 | 0 | 0
0 | 0 | 0 | 0
0 | 0 | 0 | 0
0 | 0 | 0 | 0
0 | 0 | 0 | 0
0 | 0 | 0 | 0
0 | 0 | 0 | 0
0 | 0 | 0 | 0
0 | 0 | 0 | 0
0 | 0 | 0 | 0
0 | 0 | 0 | 0
0 | 0 | 0 | 0
0 | 0 | 0 | 0
0 | 0 | 0 | 0
0 | 0 | 0 | 0
0 | 0 | 0 | 0
0 | 0 | 0 | 0
0 | 0 | 0 | 0
0 | 0 | 0 | 0
0 | 0 | 0 | 0
0 | 0 | 0 | 0
0 | 0 | 0 | 0
0 | 0 | 0 | 0
0 | 0 | 0 | 0
0 | 0 | 0 | 0
0 | 0 | 0 | 0
0 | 0 | 0 | 0
0 | 0 | 0 | 0
0 | 0 | 0 | 0
0 | 0 | 0 | 0
0 | 0 | 0 | 0
0 | 0 | 0 | 0
0 | 0 | 0 | 0
0 | 0 | 0 | 0
0 | 0 | 0 | 0
0 | 0 | 0 | 0
0 | 0 | 0 | 0
0 | 0 | 0 | 0
0 | 0 | 0 | 0
0 | 0 | 0 | 0
0 | 0 | 0 | 0
0 | 0 | 0 | 0
0 | 0 | 0 | 0
0 | 0 | 0 | 0
0 | 0 | 0 | 0
0 | 0 | 0 | 0
0 | 0 | 0 | 0
0 | 0 | 0 | 0
0 | 0 | 0 | 0
0 | 0 | 0 | 0
0 | 0 | 0 | 0
0 | 0 | 0 | 0
0 | 0 | 0 | 0
0 | 0 | 0 | 0
0 | 0 | 0 | 0
0 | 0 | 0 | 0
0 | 0 | 0 | 0
0 | 0 | 0 | 0
0 | 0 | 0 | 0
0 | 0 | 0 | 0
0 | 0 | 0 | 0
0 | 0 | 0 | 0
0 | 0 | 0 | 0
0 | 0 | 0 | 0
0 | 0 | 0 | 0
0 | 0 | 0 | 0
0 | 0 | 0 | 0
0 | 0 | 0 | 0
0 | 0 | 0 | 0
0 | 0 | 0 | 0
0 | 0 | 0 | 0
0 | 0 | 0 | 0
0 | 0 | 0 | 0
0 | 0 | 0 | 0
0 | 0 | 0 | 0
0 | 0 | 0 | 0
0 | 0 | 0 | 0
0 | 0 | 0 | 0
0 | 0 | 0 | 0
0 | 0 | 0 | 0
0 | 0 | 0 | 0
0 | 0 | 0 | 0
0 | 0 | 0 | 0
0 | 0 | 0 | 0
0 | 0 | 0 | 0
0 | 0 | 0 | 0
0 | 0 | 0 | 0
0 | 0 | 0 | 0
0 | 0 | 0 | 0
0 | 0 | 0 | 0
0 | 0 | 0 | 0
0 | 0 | 0 | 0
0 | 0 | 0 | 0
0 | 0 | 0 | 0
0 | 0 | 0 | 0
0 | 0 | 0 | 0
0 | 0 | 0 | 0
0 | 0 | 0 | 0
0 | 0 | 0 | 0
0 | 0 | 0 | 0
0 | 0 | 0 | 0
0 | 0 | 0 | 0
0 | 0 | 0 | 0
0 | 0 | 0 | 0
0 | 0 | 0 | 0
0 | 0 | 0 | 0
0 | 0 | 0 | 0
0 | 0 | 0 | 0
0 | 0 | 0 | 0
0 | 0 | 0 | 0
0 | 0 | 0 | 0
0 | 0 | 0 | 0
0 | 0 | 0 | 0
0 | 0 | 0 | 0
0 | 0 | 0 | 0
0 | 0 | 0 | 0
0 | 0 | 0 | 0
0 | 0 | 0 | 0
0 | 0 | 0 | 0
0 | 0 | 0 | 0
0 | 0 | 0 | 0
0 | 0 | 0 | 0
0 | 0 | 0 | 0
0 | 0 | 0 | 0
0 | 0 | 0 | 0
0 | 0 | 0 | 0
0 | 0 | 0 | 0
0 | 0 | 0 | 0
0 | 0 | 0 | 0
0 | 0 | 0 | 0
0 | 0 | 0 | 0
0 | 0 | 0 | 0
0 | 0 | 0 | 0
0 | 0 | 0 | 0
0 | 0 | 0 | 0
0 | 0 | 0 | 0
0 | 0 | 0 | 0
0 | 0 | 0 | 0
0 | 0 | 0 | 0
0 | 0 | 0 | 0
0 | 0 | 0 | 0
0 | 0 | 0 | 0
0 | 0 | 0 | 0
0 | 0 | 0 | 0
0 | 0 | 0 | 0
0 | 0 | 0 | 0
0 | 0 | 0 | 0
0 | 0 | 0 | 0
0 | 0 | 0 | 0
0 | 0 | 0 | 0
0 | 0 | 0 | 0
0 | 0 | 0 | 0
0 | 0 | 0 | 0
0 | 0 | 0 | 0
0 | 0 | 0 | 0
0 | 0 | 0 | 0
0 | 0 | 0 | 0
0 | 0 | 0 | 0
0 | 0 | 0 | 0
0 | 0 | 0 | 0
0 | 0 | 0 | 0
0 | 0 | 0 | 0
0 | 0 | 0 | 0
0 | 0 | 0 | 0
0 | 0 | 0 | 0
0 | 0 | 0 | 0
0 | 0 | 0 | 0
0 | 0 | 0 | 0
0 | 0 | 0 | 0
0 | 0 | 0 | 0
0 | 0 | 0 | 0
0 | 0 | 0 | 0
0 | 0 | 0 | 0
0 | 0 | 0 | 0
0 | 0 | 0 | 0
0 | 0 | 0 | 0
0 | 0 | 0 | 0
0 | 0 | 0 | 0
0 | 0 | 0 | 0
0 | 0 | 0 | 0
0 | 0 | 0 | 0
0 | 0 | 0 | 0
0 | 0 | 0 | 0
0 | 0 | 0 | 0
0 | 0 | 0 | 0
0 | 0 | 0 | 0
0 | 0 | 0 | 0
0 | 0 | 0 | 0
0 | 0 | 0 | 0
0 | 0 | 0 | 0
0 | 0 | 0 | 0
0 | 0 | 0 | 0
0 | 0 | 0 | 0
0 | 0 | 0 | 0
0 | 0 | 0 | 0
0 | 0 | 0 | 0
0 | 0 | 0 | 0
0 | 0 | 0 | 0
0 | 0 | 0 | 0
0 | 0 | 0 | 0
0 | 0 | 0 | 0
0 | 0 | 0 | 0
0 | 0 | 0 | 0
0 | 0 | 0 | 0
0 | 0 | 0 | 0
0 | 0 | 0 | 0
0 | 0 | 0 | 0
0 | 0 | 0 | 0
0 | 0 | 0 | 0
0 | 0 | 0 | 0
0 | 0 | 0 | 0
0 | 0 | 0 | 0
0 | 0 | 0 | 0
0 | 0 | 0 | 0
0 | 0 | 0 | 0
0 | 0 | 0 | 0
0 | 0 | 0 | 0
0 | 0 | 0 | 0
0 | 0 | 0 | 0
0 | 0 | 0 | 0
0 | 0 | 0 | 0
0 | 0 | 0 | 0
0 | 0 | 0 | 0
0 | 0 | 0 | 0
0 | 0 | 0 | 0
0 | 0 | 0 | 0
0 | 0 | 0 | 0
0 | 0 | 0 | 0
0 | 0 | 0 | 0
0 | 0 | 0 | 0
0 | 0 | 0 | 0
0 | 0 | 0 | 0
0 | 0 | 0 | 0
0 | 0 | 0 | 0
0 | 0 | 0 | 0
0 | 0 | 0 | 0
0 | 0 | 0 | 0
0 | 0 | 0 | 0
0 | 0 | 0 | 0
0 | 0 | 0 | 0
0 | 0 | 0 | 0
0 | 0 | 0 | 0
0 | 0 | 0 | 0
0 | 0 | 0 | 0
0 | 0 | 0 | 0
0 | 0 | 0 | 0
0 | 0 | 0 | 0
0 | 0 | 0 | 0
0 | 0 | 0 | 0
0 | 0 | 0 | 0
0 | 0 | 0 | 0
0 | 0 | 0 | 0
0 | 0 | 0 | 0
0 | 0 | 0 | 0
0 | 0 | 0 | 0
0 | 0 | 0 | 0
0 | 0 | 0 | 0
0 | 0 | 0 | 0
0 | 0 | 0 | 0
0 | 0 | 0 | 0
0 | 0 | 0 | 0
0 | 0 | 0 | 0
0 | 0 | 0 | 0
0 | 0 | 0 | 0
0 | 0 | 0 | 0
0 | 0 | 0 | 0
0 | 0 | 0 | 0
0 | 0 | 0 | 0
0 | 0 | 0 | 0
0 | 0 | 0 | 0
0 | 0 | 0 | 0
0 | 0 | 0 | 0
0 | 0 | 0 | 0
0 | 0 | 0 | 0
0 | 0 | 0 | 0
0 | 0 | 0 | 0
0 | 0 | 0 | 0
0 | 0 | 0 | 0
0 | 0 | 0 | 0
0 | 0 | 0 | 0
0 | 0 | 0 | 0
0 | 0 | 0 | 0
0 | 0 | 0 | 0
0 | 0 | 0 | 0
0 | 0 | 0 | 0
0 | 0 | 0 | 0
0 | 0 | 0 | 0
0 | 0 | 0 | 0
0 | 0 | 0 | 0
0 | 0 | 0 | 0
0 | 0 | 0 | 0
0 | 0 | 0 | 0
0 | 0 | 0 | 0
0 | 0 | 0 | 0
0 | 0 | 0 | 0
0 | 0 | 0 | 0
0 | 0 | 0 | 0
0 | 0 | 0 | 0
0 | 0 | 0 | 0
0 | 0 | 0 | 0
0 | 0 | 0 | 0
0 | 0 | 0 | 0
0 | 0 | 0 | 0
0 | 0 | 0 | 0
0 | 0 | 0 | 0
0 | 0 | 0 | 0
0 | 0 | 0 | 0
0 | 0 | 0 | 0
0 | 0 | 0 | 0
0 | 0 | 0 | 0
0 | 0 | 0 | 0
0 | 0 | 0 | 0
0 | 0 | 0 | 0
0 | 0 | 0 | 0
0 | 0 | 0 | 0
0 | 0 | 0 | 0
0 | 0 | 0 | 0
0 | 0 | 0 | 0
0 | 0 | 0 | 0
0 | 0 | 0 | 0
0 | 0 | 0 | 0
0 | 0 | 0 | 0
0 | 0 | 0 | 0
0 | 0 | 0 | 0
0 | 0 | 0 | 0
0 | 0 | 0 | 0
0 | 0 | 0 | 0
0 | 0 | 0 | 0
0 | 0 | 0 | 0
0 | 0 | 0 | 0
0 | 0 | 0 | 0
0 | 0 | 0 | 0
0 | 0 | 0 | 0
0 | 0 | 0 | 0
0 | 0 | 0 | 0
0 | 0 | 0 | 0
0 | 0 | 0 | 0
0 | 0 | 0 | 0
0 | 0 | 0 | 0
0 | 0 | 0 | 0
0 | 0 | 0 | 0
0 | 0 | 0 | 0
0 | 0 | 0 | 0
0 | 0 | 0 | 0
0 | 0 | 0 | 0
0 | 0 | 0 | 0
0 | 0 | 0 | 0
0 | 0 | 0 | 0
0 | 0 | 0 | 0
0 | 0 | 0 | 0
0 | 0 | 0 | 0
0 | 0 | 0 | 0
0 | 0 | 0 | 0
0 | 0 | 0 | 0
0 | 0 | 0 | 0
0 | 0 | 0 | 0
0 | 0 | 0 | 0
0 | 0 | 0 | 0
0 | 0 | 0 | 0
0 | 0 | 0 | 0
0 | 0 | 0 | 0
0 | 0 | 0 | 0
0 | 0 | 0 | 0
0 | 0 | 0 | 0
0 | 0 | 0 | 0
0 | 0 | 0 | 0
0 | 0 | 0 | 0
0 | 0 | 0 | 0
0 | 0 | 0 | 0
0 | 0 | 0 | 0
0 | 0 | 0 | 0
0 | 0 | 0 | 0
0 | 0 | 0 | 0
0 | 0 | 0 | 0
0 | 0 | 0 | 0
0 | 0 | 0 | 0
0 | 0 | 0 | 0
0 | 0 | 0 | 0
0 | 0 | 0 | 0
0 | 0 | 0 | 0
0 | 0 | 0 | 0
0 | 0 | 0 | 0
0 | 0 | 0 | 0
0 | 0 | 0 | 0
0 | 0 | 0 | 0
0 | 0 | 0 | 0
0 | 0 | 0 | 0
0 | 0 | 0 | 0
0 | 0 | 0 | 0
0 | 0 | 0 | 0
0 | 0 | 0 | 0
0 | 0 | 0 | 0
0 | 0 | 0 | 0
0 | 0 | 0 | 0
0 | 0 | 0 | 0
0 | 0 | 0 | 0
0 | 0 | 0 | 0
0 | 0 | 0 | 0
0 | 0 | 0 | 0
0 | 0 | 0 | 0
0 | 0 | 0 | 0
0 | 0 | 0 | 0
0 | 0 | 0 | 0
0 | 0 | 0 | 0
0 | 0 | 0 | 0
0 | 0 | 0 | 0
0 | 0 | 0 | 0
0 | 0 | 0 | 0
0 | 0 | 0 | 0
0 | 0 | 0 | 0
0 | 0 | 0 | 0
0 | 0 | 0 | 0
0 | 0 | 0 | 0
0 | 0 | 0 | 0
0 | 0 | 0 | 0
0 | 0 | 0 | 0
0 | 0 | 0 | 0
0 | 0 | 0 | 0
0 | 0 | 0 | 0
0 | 0 | 0 | 0
0 | 0 | 0 | 0
0 | 0 | 0 | 0
0 | 0 | 0 | 0
0 | 0 | 0 | 0
0 | 0 | 0 | 0
0 | 0 | 0 | 0
0 | 0 | 0 | 0
0 | 0 | 0 | 0
0 | 0 | 0 | 0
0 | 0 | 0 | 0
0 | 0 | 0 | 0
0 | 0 | 0 | 0
0 | 0 | 0 | 0
0 | 0 | 0 | 0
0 | 0 | 0 | 0
0 | 0 | 0 | 0
0 | 0 | 0 | 0
0 | 0 | 0 | 0
0 | 0 | 0 | 0
0 | 0 | 0 | 0
0 | 0 | 0 | 0
0 | 0 | 0 | 0
0 | 0 | 0 | 0
0 | 0 | 0 | 0
0 | 0 | 0 | 0
0 | 0 | 0 | 0
0 | 0 | 0 | 0
0 | 0 | 0 | 0
0 | 0 | 0 | 0
0 | 0 | 0 | 0
0 | 0 | 0 | 0
0 | 0 | 0 | 0
0 | 0 | 0 | 0
0 | 0 | 0 | 0
0 | 0 | 0 | 0
0 | 0 | 0 | 0
0 | 0 | 0 | 0
0 | 0 | 0 | 0
0 | 0 | 0 | 0
0 | 0 | 0 | 0
0 | 0 | 0 | 0
0 | 0 | 0 | 0
0 | 0 | 0 | 0
0 | 0 | 0 | 0
0 | 0 | 0 | 0
0 | 0 | 0 | 0
0 | 0 | 0 | 0
0 | 0 | 0 | 0
0 | 0 | 0 | 0
0 | 0 | 0 | 0
0 | 0 | 0 | 0
0 | 0 | 0 | 0
0 | 0 | 0 | 0
0 | 0 | 0 | 0
0 | 0 | 0 | 0
0 | 0 | 0 | 0
0 | 0 | 0 | 0
0 | 0 | 0 | 0
0 | 0 | 0 | 0
0 | 0 | 0 | 0
0 | 0 | 0 | 0
0 | 0 | 0 | 0
0 | 0 | 0 | 0
0 | 0 | 0 | 0
0 | 0 | 0 | 0
0 | 0 | 0 | 0
0 | 0 | 0 | 0
0 | 0 | 0 | 0
0 | 0 | 0 | 0
0 | 0 | 0 | 0
0 | 0 | 0 | 0
0 | 0 | 0 | 0
0 | 0 | 0 | 0
0 | 0 | 0 | 0
0 | 0 | 0 | 0
0 | 0 | 0 | 0
0 | 0 | 0 | 0
0 | 0 | 0 | 0
0 | 0 | 0 | 0
0 | 0 | 0 | 0
0 | 0 | 0 | 0
0 | 0 | 0 | 0
0 | 0 | 0 | 0
0 | 0 | 0 | 0
0 | 0 | 0 | 0
0 | 0 | 0 | 0
0 | 0 | 0 | 0
0 | 0 | 0 | 0
0 | 0 | 0 | 0
0 | 0 | 0 | 0
0 | 0 | 0 | 0
0 | 0 | 0 | 0
0 | 0 | 0 | 0
0 | 0 | 0 | 0
0 | 0 | 0 | 0
0 | 0 | 0 | 0
0 | 0 | 0 | 0
0 | 0 | 0 | 0
0 | 0 | 0 | 0
0 | 0 | 0 | 0
0 | 0 | 0 | 0
0 | 0 | 0 | 0
0 | 0 | 0 | 0
0 | 0 | 0 | 0
0 | 0 | 0 | 0
0 | 0 | 0 | 0
0 | 0 | 0 | 0
0 | 0 | 0 | 0
0 | 0 | 0 | 0
0 | 0 | 0 | 0
0 | 0 | 0 | 0
0 | 0 | 0 | 0
0 | 0 | 0 | 0
0 | 0 | 0 | 0
0 | 0 | 0 | 0
0 | 0 | 0 | 0
0 | 0 | 0 | 0
0 | 0 | 0 | 0
0 | 0 | 0 | 0
0 | 0 | 0 | 0
0 | 0 | 0 | 0
0 | 0 | 0 | 0
0 | 0 | 0 | 0
0 | 0 | 0 | 0
0 | 0 | 0 | 0
0 | 0 | 0 | 0
0 | 0 | 0 | 0
0 | 0 | 0 | 0
0 | 0 | 0 | 0
0 | 0 | 0 | 0
0 | 0 | 0 | 0
0 | 0 | 0 | 0
0 | 0 | 0 | 0
0 | 0 | 0 | 0
0 | 0 | 0 | 0
0 | 0 | 0 | 0
0 | 0 | 0 | 0
0 | 0 | 0 | 0
0 | 0 | 0 | 0
0 | 0 | 0 | 0
0 | 0 | 0 | 0
0 | 0 | 0 | 0
0 | 0 | 0 | 0
0 | 0 | 0 | 0
0 | 0 | 0 | 0
0 | 0 | 0 | 0
0 | 0 | 0 | 0
0 | 0 | 0 | 0
0 | 0 | 0 | 0
0 | 0 | 0 | 0
0 | 0 | 0 | 0
0 | 0 | 0 | 0
0 | 0 | 0 | 0
0 | 0 | 0 | 0
0 | 0 | 0 | 0
0 | 0 | 0 | 0
0 | 0 | 0 | 0
0 | 0 | 0 | 0
0 | 0 | 0 | 0
0 | 0 | 0 | 0
0 | 0 | 0 | 0
0 | 0 | 0 | 0
0 | 0 | 0 | 0
0 | 0 | 0 | 0
0 | 0 | 0 | 0
0 | 0 | 0 | 0
0 | 0 | 0 | 0
0 | 0 | 0 | 0
0 | 0 | 0 | 0
0 | 0 | 0 | 0
0 | 0 | 0 | 0
0 | 0 | 0 | 0
0 | 0 | 0 | 0
0 | 0 | 0 | 0
0 | 0 | 0 | 0
0 | 0 | 0 | 0
0 | 0 | 0 | 0
0 | 0 | 0 | 0
0 | 0 | 0 | 0
0 | 0 | 0 | 0
0 | 0 | 0 | 0
0 | 0 | 0 | 0
0 | 0 | 0 | 0
0 | 0 | 0 | 0
0 | 0 | 0 | 0
0 | 0 | 0 | 0
0 | 0 | 0 | 0
0 | 0 | 0 | 0
0 | 0 | 0 | 0
0 | 0 | 0 | 0
0 | 0 | 0 | 0
0 | 0 | 0 | 0
0 | 0 | 0 | 0
0 | 0 | 0 | 0
0 | 0 | 0 | 0
0 | 0 | 0 | 0
0 | 0 | 0 | 0
0 | 0 | 0 | 0
0 | 0 | 0 | 0
0 | 0 | 0 | 0
0 | 0 | 0 | 0
0 | 0 | 0 | 0
0 | 0 | 0 | 0
0 | 0 | 0 | 0
0 | 0 | 0 | 0
0 | 0 | 0 | 0
0 | 0 | 0 | 0
0 | 0 | 0 | 0
0 | 0 | 0 | 0
0 | 0 | 0 | 0
0 | 0 | 0 | 0
0 | 0 | 0 | 0
0 | 0 | 0 | 0
0 | 0 | 0 | 0
0 | 0 | 0 | 0
0 | 0 | 0 | 0
0 | 0 | 0 | 0
0 | 0 | 0 | 0
0 | 0 | 0 | 0
0 | 0 | 0 | 0
0 | 0 | 0 | 0
0 | 0 | 0 | 0
0 | 0 | 0 | 0
0 | 0 | 0 | 0
0 | 0 | 0 | 0
0 | 0 | 0 | 0
0 | 0 | 0 | 0
0 | 0 | 0 | 0
0 | 0 | 0 | 0
0 | 0 | 0 | 0
0 | 0 | 0 | 0
0 | 0 | 0 | 0
0 | 0 | 0 | 0
0 | 0 | 0 | 0
0 | 0 | 0 | 0
0 | 0 | 0 | 0
0 | 0 | 0 | 0
0 | 0 | 0 | 0
0 | 0 | 0 | 0
0 | 0 | 0 | 0
0 | 0 | 0 | 0
0 | 0 | 0 | 0
0 | 0 | 0 | 0
0 | 0 | 0 | 0
0 | 0 | 0 | 0
0 | 0 | 0 | 0
0 | 0 | 0 | 0
0 | 0 | 0 | 0
0 | 0 | 0 | 0
0 | 0 | 0 | 0
0 | 0 | 0 | 0
0 | 0 | 0 | 0
0 | 0 | 0 | 0
0 | 0 | 0 | 0
0 | 0 | 0 | 0
0 | 0 | 0 | 0
0 | 0 | 0 | 0
0 | 0 | 0 | 0
0 | 0 | 0 | 0
0 | 0 | 0 | 0
0 | 0 | 0 | 0
0 | 0 | 0 | 0
0 | 0 | 0 | 0
0 | 0 | 0 | 0
0 | 0 | 0 | 0
0 | 0 | 0 | 0
0 | 0 | 0 | 0
0 | 0 | 0 | 0
0 | 0 | 0 | 0
0 | 0 | 0 | 0
0 | 0 | 0 | 0
0 | 0 | 0 | 0
0 | 0 | 0 | 0
0 | 0 | 0 | 0
0 | 0 | 0 | 0
0 | 0 | 0 | 0
0 | 0 | 0 | 0
0 | 0 | 0 | 0
0 | 0 | 0 | 0
0 | 0 | 0 | 0
0 | 0 | 0 | 0
0 | 0 | 0 | 0
0 | 0 | 0 | 0
0 | 0 | 0 | 0
0 | 0 | 0 | 0
0 | 0 | 0 | 0
0 | 0 | 0 | 0
0 | 0 | 0 | 0
0 | 0 | 0 | 0
0 | 0 | 0 | 0
0 | 0 | 0 | 0
0 | 0 | 0 | 0
0 | 0 | 0 | 0
0 | 0 | 0 | 0
0 | 0 | 0 | 0
0 | 0 | 0 | 0
0 | 0 | 0 | 0
0 | 0 | 0 | 0
0 | 0 | 0 | 0
0 | 0 | 0 | 0
0 | 0 | 0 | 0
0 | 0 | 0 | 0
0 | 0 | 0 | 0
0 | 0 | 0 | 0
0 | 0 | 0 | 0
0 | 0 | 0 | 0
0 | 0 | 0 | 0
0 | 0 | 0 | 0
0 | 0 | 0 | 0
0 | 0 | 0 | 0
0 | 0 | 0 | 0
0 | 0 | 0 | 0
0 | 0 | 0 | 0
0 | 0 | 0 | 0
0 | 0 | 0 | 0
0 | 0 | 0 | 0
0 | 0 | 0 | 0
0 | 0 | 0 | 0
0 | 0 | 0 | 0
0 | 0 | 0 | 0
0 | 0 | 0 | 0
0 | 0 | 0 | 0
0 | 0 | 0 | 0
0 | 0 | 0 | 0
0 | 0 | 0 | 0
0 | 0 | 0 | 0
0 | 0 | 0 | 0
0 | 0 | 0 | 0
0 | 0 | 0 | 0
0 | 0 | 0 | 0
0 | 0 | 0 | 0
0 | 0 | 0 | 0
0 | 0 | 0 | 0
0 | 0 | 0 | 0
0 | 0 | 0 | 0
0 | 0 | 0 | 0
0 | 0 | 0 | 0
0 | 0 | 0 | 0
0 | 0 | 0 | 0
0 | 0 | 0 | 0
0 | 0 | 0 | 0
0 | 0 | 0 | 0
0 | 0 | 0 | 0
0 | 0 | 0 | 0
0 | 0 | 0 | 0
0 | 0 | 0 | 0
0 | 0 | 0 | 0
0 | 0 | 0 | 0
0 | 0 | 0 | 0
0 | 0 | 0 | 0
0 | 0 | 0 | 0
0 | 0 | 0 | 0
0 | 0 | 0 | 0
0 | 0 | 0 | 0
0 | 0 | 0 | 0
0 | 0 | 0 | 0
0 | 0 | 0 | 0
0 | 0 | 0 | 0
0 | 0 | 0 | 0
0 | 0 | 0 | 0
0 | 0 | 0 | 0
0 | 0 | 0 | 0
0 | 0 | 0 | 0
0 | 0 | 0 | 0
0 | 0 | 0 | 0
0 | 0 | 0 | 0
0 | 0 | 0 | 0
0 | 0 | 0 | 0
0 | 0 | 0 | 0
0 | 0 | 0 | 0
0 | 0 | 0 | 0
0 | 0 | 0 | 0
0 | 0 | 0 | 0
0 | 0 | 0 | 0
0 | 0 | 0 | 0
0 | 0 | 0 | 0
0 | 0 | 0 | 0
0 | 0 | 0 | 0
0 | 0 | 0 | 0
0 | 0 | 0 | 0
0 | 0 | 0 | 0
0 | 0 | 0 | 0
0 | 0 | 0 | 0
0 | 0 | 0 | 0
0 | 0 | 0 | 0
0 | 0 | 0 | 0
0 | 0 | 0 | 0
0 | 0 | 0 | 0
0 | 0 | 0 | 0
0 | 0 | 0 | 0
0 | 0 | 0 | 0
0 | 0 | 0 | 0
0 | 0 | 0 | 0
0 | 0 | 0 | 0
0 | 0 | 0 | 0
0 | 0 | 0 | 0
0 | 0 | 0 | 0
0 | 0 | 0 | 0
0 | 0 | 0 | 0
0 | 0 | 0 | 0
0 | 0 | 0 | 0
0 | 0 | 0 | 0
0 | 0 | 0 | 0
0 | 0 | 0 | 0
0 | 0 | 0 | 0
0 | 0 | 0 | 0
0 | 0 | 0 | 0
0 | 0 | 0 | 0
0 | 0 | 0 | 0
0 | 0 | 0 | 0
0 | 0 | 0 | 0
0 | 0 | 0 | 0
0 | 0 | 0 | 0
0 | 0 | 0 | 0
0 | 0 | 0 | 0
0 | 0 | 0 | 0
0 | 0 | 0 | 0
0 | 0 | 0 | 0
0 | 0 | 0 | 0
0 | 0 | 0 | 0
0 | 0 | 0 | 0
0 | 0 | 0 | 0
0 | 0 | 0 | 0
0 | 0 | 0 | 0
0 | 0 | 0 | 0
0 | 0 | 0 | 0
0 | 0 | 0 | 0
0 | 0 | 0 | 0
0 | 0 | 0 | 0
0 | 0 | 0 | 0
0 | 0 | 0 | 0
0 | 0 | 0 | 0
0 | 0 | 0 | 0
0 | 0 | 0 | 0
0 | 0 | 0 | 0
0 | 0 | 0 | 0
0 | 0 | 0 | 0
0 | 0 | 0 | 0
0 | 0 | 0 | 0
0 | 0 | 0 | 0
0 | 0 | 0 | 0
0 | 0 | 0 | 0
0 | 0 | 0 | 0
0 | 0 | 0 | 0
0 | 0 | 0 | 0
0 | 0 | 0 | 0
0 | 0 | 0 | 0
0 | 0 | 0 | 0
0 | 0 | 0 | 0
0 | 0 | 0 | 0
0 | 0 | 0 | 0
0 | 0 | 0 | 0
0 | 0 | 0 | 0
0 | 0 | 0 | 0
0 | 0 | 0 | 0
0 | 0 | 0 | 0
0 | 0 | 0 | 0
0 | 0 | 0 | 0
0 | 0 | 0 | 0
0 | 0 | 0 | 0
0 | 0 | 0 | 0
0 | 0 | 0 | 0
0 | 0 | 0 | 0
0 | 0 | 0 | 0
0 | 0 | 0 | 0
0 | 0 | 0 | 0
0 | 0 | 0 | 0
0 | 0 | 0 | 0
0 | 0 | 0 | 0
0 | 0 | 0 | 0
0 | 0 | 0 | 0
0 | 0 | 0 | 0
0 | 0 | 0 | 0
0 | 0 | 0 | 0
0 | 0 | 0 | 0
0 | 0 | 0 | 0
0 | 0 | 0 | 0
0 | 0 | 0 | 0
0 | 0 | 0 | 0
0 | 0 | 0 | 0
0 | 0 | 0 | 0
0 | 0 | 0 | 0
0 | 0 | 0 | 0
0 | 0 | 0 | 0
0 | 0 | 0 | 0
0 | 0 | 0 | 0
0 | 0 | 0 | 0
0 | 0 | 0 | 0
0 | 0 | 0 | 0
0 | 0 | 0 | 0
0 | 0 | 0 | 0
0 | 0 | 0 | 0
0 | 0 | 0 | 0
0 | 0 | 0 | 0
0 | 0 | 0 | 0
0 | 0 | 0 | 0
0 | 0 | 0 | 0
0 | 0 | 0 | 0
0 | 0 | 0 | 0
0 | 0 | 0 | 0
0 | 0 | 0 | 0
0 | 0 | 0 | 0
0 | 0 | 0 | 0
0 | 0 | 0 | 0
0 | 0 | 0 | 0
0 | 0 | 0 | 0
0 | 0 | 0 | 0
0 | 0 | 0 | 0
0 | 0 | 0 | 0
0 | 0 | 0 | 0
0 | 0 | 0 | 0
0 | 0 | 0 | 0
0 | 0 | 0 | 0
0 | 0 | 0 | 0
0 | 0 | 0 | 0
0 | 0 | 0 | 0
0 | 0 | 0 | 0
0 | 0 | 0 | 0
0 | 0 | 0 | 0
0 | 0 | 0 | 0
0 | 0 | 0 | 0
0 | 0 | 0 | 0
0 | 0 | 0 | 0
0 | 0 | 0 | 0
0 | 0 | 0 | 0
0 | 0 | 0 | 0
0 | 0 | 0 | 0
0 | 0 | 0 | 0
0 | 0 | 0 | 0
0 | 0 | 0 | 0
0 | 0 | 0 | 0
0 | 0 | 0 | 0
0 | 0 | 0 | 0
0 | 0 | 0 | 0
0 | 0 | 0 | 0
0 | 0 | 0 | 0
0 | 0 | 0 | 0
0 | 0 | 0 | 0
0 | 0 | 0 | 0
0 | 0 | 0 | 0
0 | 0 | 0 | 0
0 | 0 | 0 | 0
0 | 0 | 0 | 0
0 | 0 | 0 | 0
0 | 0 | 0 | 0
0 | 0 | 0 | 0
0 | 0 | 0 | 0
0 | 0 | 0 | 0
0 | 0 | 0 | 0
0 | 0 | 0 | 0
0 | 0 | 0 | 0
0 | 0 | 0 | 0
0 | 0 | 0 | 0
0 | 0 | 0 | 0
0 | 0 | 0 | 0
0 | 0 | 0 | 0
0 | 0 | 0 | 0
0 | 0 | 0 | 0
0 | 0 | 0 | 0
0 | 0 | 0 | 0
0 | 0 | 0 | 0
0 | 0 | 0 | 0
0 | 0 | 0 | 0
0 | 0 | 0 | 0
0 | 0 | 0 | 0
0 | 0 | 0 | 0
0 | 0 | 0 | 0
0 | 0 | 0 | 0
0 | 0 | 0 | 0
0 | 0 | 0 | 0
0 | 0 | 0 | 0
0 | 0 | 0 | 0
0 | 0 | 0 | 0
0 | 0 | 0 | 0
0 | 0 | 0 | 0
0 | 0 | 0 | 0
0 | 0 | 0 | 0
0 | 0 | 0 | 0
0 | 0 | 0 | 0
0 | 0 | 0 | 0
0 | 0 | 0 | 0
0 | 0 | 0 | 0
0 | 0 | 0 | 0
0 | 0 | 0 | 0
0 | 0 | 0 | 0
0 | 0 | 0 | 0
0 | 0 | 0 | 0
0 | 0 | 0 | 0
0 | 0 | 0 | 0
0 | 0 | 0 | 0
0 | 0 | 0 | 0
0 | 0 | 0 | 0
0 | 0 | 0 | 0
0 | 0 | 0 | 0
0 | 0 | 0 | 0
0 | 0 | 0 | 0
0 | 0 | 0 | 0
0 | 0 | 0 | 0
0 | 0 | 0 | 0
0 | 0 | 0 | 0
0 | 0 | 0 | 0
0 | 0 | 0 | 0
0 | 0 | 0 | 0
0 | 0 | 0 | 0
0 | 0 | 0 | 0
0 | 0 | 0 | 0
0 | 0 | 0 | 0
0 | 0 | 0 | 0
0 | 0 | 0 | 0
0 | 0 | 0 | 0
0 | 0 | 0 | 0
0 | 0 | 0 | 0
0 | 0 | 0 | 0
0 | 0 | 0 | 0
0 | 0 | 0 | 0
0 | 0 | 0 | 0
0 | 0 | 0 | 0
0 | 0 | 0 | 0
0 | 0 | 0 | 0
0 | 0 | 0 | 0
0 | 0 | 0 | 0
0 | 0 | 0 | 0
0 | 0 | 0 | 0
0 | 0 | 0 | 0
0 | 0 | 0 | 0
0 | 0 | 0 | 0
0 | 0 | 0 | 0
0 | 0 | 0 | 0
0 | 0 | 0 | 0
0 | 0 | 0 | 0
0 | 0 | 0 | 0
0 | 0 | 0 | 0
0 | 0 | 0 | 0
0 | 0 | 0 | 0
0 | 0 | 0 | 0
0 | 0 | 0 | 0
0 | 0 | 0 | 0
0 | 0 | 0 | 0
0 | 0 | 0 | 0
0 | 0 | 0 | 0
0 | 0 | 0 | 0
0 | 0 | 0 | 0
0 | 0 | 0 | 0
0 | 0 | 0 | 0
0 | 0 | 0 | 0
0 | 0 | 0 | 0
0 | 0 | 0 | 0
0 | 0 | 0 | 0
0 | 0 | 0 | 0
0 | 0 | 0 | 0
0 | 0 | 0 | 0
0 | 0 | 0 | 0
0 | 0 | 0 | 0
0 | 0 | 0 | 0
0 | 0 | 0 | 0
0 | 0 | 0 | 0
0 | 0 | 0 | 0
0 | 0 | 0 | 0
0 | 0 | 0 | 0
0 | 0 | 0 | 0
0 | 0 | 0 | 0
0 | 0 | 0 | 0
0 | 0 | 0 | 0
0 | 0 | 0 | 0
0 | 0 | 0 | 0
0 | 0 | 0 | 0
0 | 0 | 0 | 0
0 | 0 | 0 | 0
0 | 0 | 0 | 0
0 | 0 | 0 | 0
0 | 0 | 0 | 0
0 | 0 | 0 | 0
0 | 0 | 0 | 0
0 | 0 | 0 | 0
0 | 0 | 0 | 0
0 | 0 | 0 | 0
0 | 0 | 0 | 0
0 | 0 | 0 | 0
0 | 0 | 0 | 0
0 | 0 | 0 | 0
0 | 0 | 0 | 0
0 | 0 | 0 | 0
0 | 0 | 0 | 0
0 | 0 | 0 | 0
0 | 0 | 0 | 0
0 | 0 | 0 | 0
0 | 0 | 0 | 0
0 | 0 | 0 | 0
0 | 0 | 0 | 0
0 | 0 | 0 | 0
0 | 0 | 0 | 0
0 | 0 | 0 | 0
0 | 0 | 0 | 0
0 | 0 | 0 | 0
0 | 0 | 0 | 0
0 | 0 | 0 | 0
0 | 0 | 0 | 0
0 | 0 | 0 | 0
0 | 0 | 0 | 0
0 | 0 | 0 | 0
0 | 0 | 0 | 0
0 | 0 | 0 | 0
0 | 0 | 0 | 0
0 | 0 | 0 | 0
0 | 0 | 0 | 0
0 | 0 | 0 | 0
0 | 0 | 0 | 0
0 | 0 | 0 | 0
0 | 0 | 0 | 0
0 | 0 | 0 | 0
0 | 0 | 0 | 0
0 | 0 | 0 | 0
0 | 0 | 0 | 0
0 | 0 | 0 | 0
0 | 0 | 0 | 0
0 | 0 | 0 | 0
0 | 0 | 0 | 0
0 | 0 | 0 | 0
0 | 0 | 0 | 0
0 | 0 | 0 | 0
0 | 0 | 0 | 0
0 | 0 | 0 | 0
0 | 0 | 0 | 0
0 | 0 | 0 | 0
0 | 0 | 0 | 0
0 | 0 | 0 | 0
0 | 0 | 0 | 0
0 | 0 | 0 | 0
0 | 0 | 0 | 0
0 | 0 | 0 | 0
0 | 0 | 0 | 0
0 | 0 | 0 | 0
0 | 0 | 0 | 0
0 | 0 | 0 | 0
0 | 0 | 0 | 0
0 | 0 | 0 | 0
0 | 0 | 0 | 0
0 | 0 | 0 | 0
0 | 0 | 0 | 0
0 | 0 | 0 | 0
0 | 0 | 0 | 0
0 | 0 | 0 | 0
0 | 0 | 0 | 0
0 | 0 | 0 | 0
0 | 0 | 0 | 0
0 | 0 | 0 | 0
0 | 0 | 0 | 0
0 | 0 | 0 | 0
0 | 0 | 0 | 0
0 | 0 | 0 | 0
0 | 0 | 0 | 0
0 | 0 | 0 | 0
0 | 0 | 0 | 0
0 | 0 | 0 | 0
0 | 0 | 0 | 0
0 | 0 | 0 | 0
0 | 0 | 0 | 0
0 | 0 | 0 | 0
0 | 0 | 0 | 0
0 | 0 | 0 | 0
0 | 0 | 0 | 0
0 | 0 | 0 | 0
0 | 0 | 0 | 0
0 | 0 | 0 | 0
0 | 0 | 0 | 0
0 | 0 | 0 | 0
0 | 0 | 0 | 0
0 | 0 | 0 | 0
0 | 0 | 0 | 0
0 | 0 | 0 | 0
0 | 0 | 0 | 0
0 | 0 | 0 | 0
0 | 0 | 0 | 0
0 | 0 | 0 | 0
0 | 0 | 0 | 0
0 | 0 | 0 | 0
0 | 0 | 0 | 0
0 | 0 | 0 | 0
0 | 0 | 0 | 0
0 | 0 | 0 | 0
0 | 0 | 0 | 0
0 | 0 | 0 | 0
0 | 0 | 0 | 0
0 | 0 | 0 | 0
0 | 0 | 0 | 0
0 | 0 | 0 | 0
0 | 0 | 0 | 0
0 | 0 | 0 | 0
0 | 0 | 0 | 0
0 | 0 | 0 | 0
0 | 0 | 0 | 0
0 | 0 | 0 | 0
0 | 0 | 0 | 0
0 | 0 | 0 | 0
0 | 0 | 0 | 0
0 | 0 | 0 | 0
0 | 0 | 0 | 0
0 | 0 | 0 | 0
0 | 0 | 0 | 0
0 | 0 | 0 | 0
0 | 0 | 0 | 0
0 | 0 | 0 | 0
0 | 0 | 0 | 0
0 | 0 | 0 | 0
0 | 0 | 0 | 0
0 | 0 | 0 | 0
0 | 0 | 0 | 0
0 | 0 | 0 | 0
0 | 0 | 0 | 0
0 | 0 | 0 | 0
0 | 0 | 0 | 0
0 | 0 | 0 | 0
0 | 0 | 0 | 0
0 | 0 | 0 | 0
0 | 0 | 0 | 0
0 | 0 | 0 | 0
0 | 0 | 0 | 0
0 | 0 | 0 | 0
0 | 0 | 0 | 0
0 | 0 | 0 | 0
0 | 0 | 0 | 0
0 | 0 | 0 | 0
0 | 0 | 0 | 0
0 | 0 | 0 | 0
0 | 0 | 0 | 0
0 | 0 | 0 | 0
0 | 0 | 0 | 0
0 | 0 | 0 | 0
0 | 0 | 0 | 0
0 | 0 | 0 | 0
0 | 0 | 0 | 0
0 | 0 | 0 | 0
0 | 0 | 0 | 0
0 | 0 | 0 | 0
0 | 0 | 0 | 0
0 | 0 | 0 | 0
0 | 0 | 0 | 0
0 | 0 | 0 | 0
0 | 0 | 0 | 0
0 | 0 | 0 | 0
0 | 0 | 0 | 0
0 | 0 | 0 | 0
0 | 0 | 0 | 0
0 | 0 | 0 | 0
0 | 0 | 0 | 0
0 | 0 | 0 | 0
0 | 0 | 0 | 0
0 | 0 | 0 | 0
0 | 0 | 0 | 0
0 | 0 | 0 | 0
0 | 0 | 0 | 0
0 | 0 | 0 | 0
0 | 0 | 0 | 0
0 | 0 | 0 | 0
0 | 0 | 0 | 0
0 | 0 | 0 | 0
0 | 0 | 0 | 0
0 | 0 | 0 | 0
0 | 0 | 0 | 0
0 | 0 | 0 | 0
0 | 0 | 0 | 0
0 | 0 | 0 | 0
0 | 0 | 0 | 0
0 | 0 | 0 | 0
0 | 0 | 0 | 0
0 | 0 | 0 | 0
0 | 0 | 0 | 0
0 | 0 | 0 | 0
0 | 0 | 0 | 0
0 | 0 | 0 | 0
0 | 0 | 0 | 0
0 | 0 | 0 | 0
0 | 0 | 0 | 0
0 | 0 | 0 | 0
0 | 0 | 0 | 0
0 | 0 | 0 | 0
0 | 0 | 0 | 0
0 | 0 | 0 | 0
0 | 0 | 0 | 0
0 | 0 | 0 | 0
0 | 0 | 0 | 0
0 | 0 | 0 | 0
0 | 0 | 0 | 0
0 | 0 | 0 | 0
0 | 0 | 0 | 0
0 | 0 | 0 | 0
0 | 0 | 0 | 0
0 | 0 | 0 | 0
0 | 0 | 0 | 0
0 | 0 | 0 | 0
0 | 0 | 0 | 0
0 | 0 | 0 | 0
0 | 0 | 0 | 0
0 | 0 | 0 | 0
0 | 0 | 0 | 0
0 | 0 | 0 | 0
0 | 0 | 0 | 0
0 | 0 | 0 | 0
0 | 0 | 0 | 0
0 | 0 | 0 | 0
0 | 0 | 0 | 0
0 | 0 | 0 | 0
0 | 0 | 0 | 0
0 | 0 | 0 | 0
0 | 0 | 0 | 0
0 | 0 | 0 | 0
0 | 0 | 0 | 0
0 | 0 | 0 | 0
0 | 0 | 0 | 0
0 | 0 | 0 | 0
0 | 0 | 0 | 0
0 | 0 | 0 | 0
0 | 0 | 0 | 0
0 | 0 | 0 | 0
0 | 0 | 0 | 0
0 | 0 | 0 | 0
0 | 0 | 0 | 0
0 | 0 | 0 | 0
0 | 0 | 0 | 0
0 | 0 | 0 | 0
0 | 0 | 0 | 0
0 | 0 | 0 | 0
0 | 0 | 0 | 0
0 | 0 | 0 | 0
0 | 0 | 0 | 0
0 | 0 | 0 | 0
0 | 0 | 0 | 0
0 | 0 | 0 | 0
0 | 0 | 0 | 0
0 | 0 | 0 | 0
0 | 0 | 0 | 0
0 | 0 | 0 | 0
0 | 0 | 0 | 0
0 | 0 | 0 | 0
0 | 0 | 0 | 0
0 | 0 | 0 | 0
0 | 0 | 0 | 0
0 | 0 | 0 | 0
0 | 0 | 0 | 0
0 | 0 | 0 | 0
0 | 0 | 0 | 0
0 | 0 | 0 | 0
0 | 0 | 0 | 0
0 | 0 | 0 | 0
0 | 0 | 0 | 0
0 | 0 | 0 | 0
0 | 0 | 0 | 0
0 | 0 | 0 | 0
0 | 0 | 0 | 0
0 | 0 | 0 | 0
0 | 0 | 0 | 0
0 | 0 | 0 | 0
0 | 0 | 0 | 0
0 | 0 | 0 | 0
0 | 0 | 0 | 0
0 | 0 | 0 | 0
0 | 0 | 0 | 0
0 | 0 | 0 | 0
0 | 0 | 0 | 0
0 | 0 | 0 | 0
0 | 0 | 0 | 0
0 | 0 | 0 | 0
0 | 0 | 0 | 0
0 | 0 | 0 | 0
0 | 0 | 0 | 0
0 | 0 | 0 | 0
0 | 0 | 0 | 0
0 | 0 | 0 | 0
0 | 0 | 0 | 0
0 | 0 | 0 | 0
0 | 0 | 0 | 0
0 | 0 | 0 | 0
0 | 0 | 0 | 0
0 | 0 | 0 | 0
0 | 0 | 0 | 0
0 | 0 | 0 | 0
0 | 0 | 0 | 0
0 | 0 | 0 | 0
0 | 0 | 0 | 0
0 | 0 | 0 | 0
0 | 0 | 0 | 0
0 | 0 | 0 | 0
0 | 0 | 0 | 0
0 | 0 | 0 | 0
0 | 0 | 0 | 0
0 | 0 | 0 | 0
0 | 0 | 0 | 0
0 | 0 | 0 | 0
0 | 0 | 0 | 0
0 | 0 | 0 | 0
0 | 0 | 0 | 0
0 | 0 | 0 | 0
0 | 0 | 0 | 0
0 | 0 | 0 | 0
0 | 0 | 0 | 0
0 | 0 | 0 | 0
0 | 0 | 0 | 0
0 | 0 | 0 | 0
0 | 0 | 0 | 0
0 | 0 | 0 | 0
0 | 0 | 0 | 0
0 | 0 | 0 | 0
0 | 0 | 0 | 0
0 | 0 | 0 | 0
0 | 0 | 0 | 0
0 | 0 | 0 | 0
0 | 0 | 0 | 0
0 | 0 | 0 | 0
0 | 0 | 0 | 0
0 | 0 | 0 | 0
0 | 0 | 0 | 0
0 | 0 | 0 | 0
0 | 0 | 0 | 0
0 | 0 | 0 | 0
0 | 0 | 0 | 0
0 | 0 | 0 | 0
0 | 0 | 0 | 0
0 | 0 | 0 | 0
0 | 0 | 0 | 0
0 | 0 | 0 | 0
0 | 0 | 0 | 0
0 | 0 | 0 | 0
0 | 0 | 0 | 0
0 | 0 | 0 | 0
0 | 0 | 0 | 0
0 | 0 | 0 | 0
0 | 0 | 0 | 0
0 | 0 | 0 | 0
0 | 0 | 0 | 0
0 | 0 | 0 | 0
0 | 0 | 0 | 0
0 | 0 | 0 | 0
0 | 0 | 0 | 0
0 | 0 | 0 | 0
0 | 0 | 0 | 0
0 | 0 | 0 | 0
0 | 0 | 0 | 0
0 | 0 | 0 | 0
0 | 0 | 0 | 0
0 | 0 | 0 | 0
0 | 0 | 0 | 0
0 | 0 | 0 | 0
0 | 0 | 0 | 0
0 | 0 | 0 | 0
0 | 0 | 0 | 0
0 | 0 | 0 | 0
0 | 0 | 0 | 0
0 | 0 | 0 | 0
0 | 0 | 0 | 0
0 | 0 | 0 | 0
0 | 0 | 0 | 0
0 | 0 | 0 | 0
0 | 0 | 0 | 0
0 | 0 | 0 | 0
0 | 0 | 0 | 0
0 | 0 | 0 | 0
0 | 0 | 0 | 0
0 | 0 | 0 | 0
0 | 0 | 0 | 0
0 | 0 | 0 | 0
0 | 0 | 0 | 0
0 | 0 | 0 | 0
0 | 0 | 0 | 0
0 | 0 | 0 | 0
0 | 0 | 0 | 0
0 | 0 | 0 | 0
0 | 0 | 0 | 0
0 | 0 | 0 | 0
0 | 0 | 0 | 0
0 | 0 | 0 | 0
0 | 0 | 0 | 0
0 | 0 | 0 | 0
0 | 0 | 0 | 0
0 | 0 | 0 | 0
0 | 0 | 0 | 0
0 | 0 | 0 | 0
0 | 0 | 0 | 0
0 | 0 | 0 | 0
0 | 0 | 0 | 0
0 | 0 | 0 | 0
0 | 0 | 0 | 0
0 | 0 | 0 | 0
0 | 0 | 0 | 0
0 | 0 | 0 | 0
0 | 0 | 0 | 0
0 | 0 | 0 | 0
0 | 0 | 0 | 0
0 | 0 | 0 | 0
0 | 0 | 0 | 0
0 | 0 | 0 | 0
0 | 0 | 0 | 0
0 | 0 | 0 | 0
0 | 0 | 0 | 0
0 | 0 | 0 | 0
0 | 0 | 0 | 0
0 | 0 | 0 | 0
0 | 0 | 0 | 0
0 | 0 | 0 | 0
0 | 0 | 0 | 0
0 | 0 | 0 | 0
0 | 0 | 0 | 0
0 | 0 | 0 | 0
0 | 0 | 0 | 0
0 | 0 | 0 | 0
0 | 0 | 0 | 0
0 | 0 | 0 | 0
0 | 0 | 0 | 0
0 | 0 | 0 | 0
0 | 0 | 0 | 0
0 | 0 | 0 | 0
0 | 0 | 0 | 0
0 | 0 | 0 | 0
0 | 0 | 0 | 0
0 | 0 | 0 | 0
0 | 0 | 0 | 0
0 | 0 | 0 | 0
0 | 0 | 0 | 0
0 | 0 | 0 | 0
0 | 0 | 0 | 0
0 | 0 | 0 | 0
0 | 0 | 0 | 0
0 | 0 | 0 | 0
0 | 0 | 0 | 0
0 | 0 | 0 | 0
0 | 0 | 0 | 0
0 | 0 | 0 | 0
0 | 0 | 0 | 0
0 | 0 | 0 | 0
0 | 0 | 0 | 0
0 | 0 | 0 | 0
0 | 0 | 0 | 0
0 | 0 | 0 | 0
0 | 0 | 0 | 0
0 | 0 | 0 | 0
0 | 0 | 0 | 0
0 | 0 | 0 | 0
0 | 0 | 0 | 0
0 | 0 | 0 | 0
0 | 0 | 0 | 0
0 | 0 | 0 | 0
0 | 0 | 0 | 0
0 | 0 | 0 | 0
0 | 0 | 0 | 0
0 | 0 | 0 | 0
0 | 0 | 0 | 0
0 | 0 | 0 | 0
0 | 0 | 0 | 0
0 | 0 | 0 | 0
0 | 0 | 0 | 0
0 | 0 | 0 | 0
0 | 0 | 0 | 0
0 | 0 | 0 | 0
0 | 0 | 0 | 0
0 | 0 | 0 | 0
0 | 0 | 0 | 0
0 | 0 | 0 | 0
0 | 0 | 0 | 0
0 | 0 | 0 | 0
0 | 0 | 0 | 0
0 | 0 | 0 | 0
0 | 0 | 0 | 0
0 | 0 | 0 | 0
0 | 0 | 0 | 0
0 | 0 | 0 | 0
0 | 0 | 0 | 0
0 | 0 | 0 | 0
0 | 0 | 0 | 0
0 | 0 | 0 | 0
0 | 0 | 0 | 0
0 | 0 | 0 | 0
0 | 0 | 0 | 0
0 | 0 | 0 | 0
0 | 0 | 0 | 0
0 | 0 | 0 | 0
0 | 0 | 0 | 0
0 | 0 | 0 | 0
0 | 0 | 0 | 0
0 | 0 | 0 | 0
0 | 0 | 0 | 0
0 | 0 | 0 | 0
0 | 0 | 0 | 0
0 | 0 | 0 | 0
0 | 0 | 0 | 0
0 | 0 | 0 | 0
0 | 0 | 0 | 0
0 | 0 | 0 | 0
0 | 0 | 0 | 0
0 | 0 | 0 | 0
0 | 0 | 0 | 0
0 | 0 | 0 | 0
0 | 0 | 0 | 0
0 | 0 | 0 | 0
0 | 0 | 0 | 0
0 | 0 | 0 | 0
0 | 0 | 0 | 0
0 | 0 | 0 | 0
0 | 0 | 0 | 0
0 | 0 | 0 | 0
0 | 0 | 0 | 0
0 | 0 | 0 | 0
0 | 0 | 0 | 0
0 | 0 | 0 | 0
0 | 0 | 0 | 0
0 | 0 | 0 | 0
0 | 0 | 0 | 0
0 | 0 | 0 | 0
0 | 0 | 0 | 0
0 | 0 | 0 | 0
0 | 0 | 0 | 0
0 | 0 | 0 | 0
0 | 0 | 0 | 0
0 | 0 | 0 | 0
0 | 0 | 0 | 0
0 | 0 | 0 | 0
0 | 0 | 0 | 0
0 | 0 | 0 | 0
0 | 0 | 0 | 0
0 | 0 | 0 | 0
0 | 0 | 0 | 0
0 | 0 | 0 | 0
0 | 0 | 0 | 0
0 | 0 | 0 | 0
0 | 0 | 0 | 0
0 | 0 | 0 | 0
0 | 0 | 0 | 0
0 | 0 | 0 | 0
0 | 0 | 0 | 0
0 | 0 | 0 | 0
0 | 0 | 0 | 0
0 | 0 | 0 | 0
0 | 0 | 0 | 0
0 | 0 | 0 | 0
0 | 0 | 0 | 0
0 | 0 | 0 | 0
0 | 0 | 0 | 0
0 | 0 | 0 | 0
0 | 0 | 0 | 0
0 | 0 | 0 | 0
0 | 0 | 0 | 0
0 | 0 | 0 | 0
0 | 0 | 0 | 0
0 | 0 | 0 | 0
0 | 0 | 0 | 0
0 | 0 | 0 | 0
0 | 0 | 0 | 0
0 | 0 | 0 | 0
0 | 0 | 0 | 0
0 | 0 | 0 | 0
0 | 0 | 0 | 0
0 | 0 | 0 | 0
0 | 0 | 0 | 0
0 | 0 | 0 | 0
0 | 0 | 0 | 0
0 | 0 | 0 | 0
0 | 0 | 0 | 0
0 | 0 | 0 | 0
0 | 0 | 0 | 0
0 | 0 | 0 | 0
0 | 0 | 0 | 0
0 | 0 | 0 | 0
0 | 0 | 0 | 0
0 | 0 | 0 | 0
0 | 0 | 0 | 0
0 | 0 | 0 | 0
0 | 0 | 0 | 0
0 | 0 | 0 | 0
0 | 0 | 0 | 0
0 | 0 | 0 | 0
0 | 0 | 0 | 0
0 | 0 | 0 | 0
0 | 0 | 0 | 0
0 | 0 | 0 | 0
0 | 0 | 0 | 0
0 | 0 | 0 | 0
0 | 0 | 0 | 0
0 | 0 | 0 | 0
0 | 0 | 0 | 0
0 | 0 | 0 | 0
0 | 0 | 0 | 0
0 | 0 | 0 | 0
0 | 0 | 0 | 0
0 | 0 | 0 | 0
0 | 0 | 0 | 0
0 | 0 | 0 | 0
0 | 0 | 0 | 0
0 | 0 | 0 | 0
0 | 0 | 0 | 0
0 | 0 | 0 | 0
0 | 0 | 0 | 0
0 | 0 | 0 | 0
0 | 0 | 0 | 0
0 | 0 | 0 | 0
0 | 0 | 0 | 0
0 | 0 | 0 | 0
0 | 0 | 0 | 0
0 | 0 | 0 | 0
0 | 0 | 0 | 0
0 | 0 | 0 | 0
0 | 0 | 0 | 0
0 | 0 | 0 | 0
0 | 0 | 0 | 0
0 | 0 | 0 | 0
0 | 0 | 0 | 0
0 | 0 | 0 | 0
0 | 0 | 0 | 0
0 | 0 | 0 | 0
0 | 0 | 0 | 0
PREVIOUS PAGE
NEXT PAGE
% Remaining Useful Life is a dropdown that scores the percentage of life left in the asset. This differs from the % Remaining Useful Life column found in Asset Life Cycle as it is calculated in ascending progression to provide a score for Asset Criticality. The assessor should be sure to add the appropriate score number to the Score column once the % Useful Life has been chosen.
Asset Capacity level of Service is a dropdown that allows the utility to assess the maintenance required to maintain the appropriate condition and working order of the asset. The assessor should be sure to add the appropriate score number to the Score column once the Asset Service has been chosen.
Asset Condition is a dropdown that describes the current condition of the asset. By selecting the condition based on current working knowledge, the utility may be provided a snapshot of the asset for future replacement needs. The assessor should be sure to add the appropriate score number to the Score column once the Asset Condition has been chosen.
Likelihood of Failure Score is an auto populated field based on the summiation of the accumulated scores of % Remaining Useful Life, Asset Capacity Level of Service, and Asset Condition.
PLEASE INPUT DATA IN CELLS FILLED WITH THIS BACKGROUND COLOR

## CRITICALITY
PROBABILITY AND CONSEQUENCE OF FAILURE
Instructions: This table is designed to calculate the criticality of each asset identified in your asset inventory. Asset ID, Type, and Probability of Failure auto-populate from previous data entered into the spreadsheet. The remaining five questions are answered by selecting a number that corresponds to the answer. Redundancy, Compliance, and Environmental Concerns are a Yes or No answer ( 2= Good and 4 = Bad). Please place a 2 or a 4 in the "Score" column as you answer the question for each asset. Population is a percentage range. Please insert the following numbers that correspond to the population range affected by failure of the individual asset in the "Score" column.
ASSET LOCATION | ASSET NAME | ASSET ID | ASSET TYPE | LIKELIHOOD OF FAILURE SCORE | REDUNDANCY - Does the utility have a back-up asset on hand, or could one be easily acquired? | SCORE | POPULATION - Population served affected by failure. | SCORE2 | COMPLIANCE - Could asset failure lead to regulatory violations? | SCORE3 | PUBLIC HEALTH & ENVIRONMENTAL CONCERNS - Could asset failure lead to public health or environmental concerns? | SCORE4 | ASSET CRITICALITY | RANK
TREATMENT PLANT | FEED System Alpha | WTPE0064 | Plant Equipment | 7 | 2 - YES | 2 | 1 - 0-20% | 1 | 4 - YES | 4 | 4 - YES | 4 | 77 | 11
TREATMENT PLANT | Reverse Osmosis Membrane Filter | WTPE0044 | Plant Equipment | 9 | 2 - YES | 2 | 2 - 20-40% | 2 | 4 - YES | 4 | 4 - YES | 4 | 108 | 8
TREATMENT PLANT | Clarifier 1B | WTPE01 | Plant Equipment | 12 | 2 - YES | 2 | 3 - 40-60% | 3 | 4 - YES | 4 | 4 - YES | 4 | 156 | 5
TREATMENT PLANT | Aeration blower 3C | WTPE02 | Plant Equipment | 14 | 2 - YES | 2 | 4 - 60-80% | 4 | 4 - YES | 4 | 4 - YES | 4 | 196 | 1
TREATMENT PLANT | Automated Pipet System | LAB004 | Plant Equipment | 11 | 2 - YES | 2 | 5 - 80-100% | 5 | 4 - YES | 4 | 4 - YES | 4 | 165 | 4
TREATMENT PLANT | Chlorine Injection Unit | WTPE005 | Plant Equipment | 8 | 2 - YES | 2 | 1 - 0-20% | 1 | 4 - YES | 4 | 4 - YES | 4 | 88 | 10
TREATMENT PLANT | Backwash Unit | WTPE006 | Plant Equipment | 11 | 2 - YES | 2 | 2 - 20-40% | 2 | 4 - YES | 4 | 4 - YES | 4 | 132 | 7
TREATMENT PLANT | Truck 01 | TRK001 | Plant Equipment | 13 | 2 - YES | 2 | 3 - 40-60% | 3 | 4 - YES | 4 | 4 - YES | 4 | 169 | 3
TREATMENT PLANT | Copper Coil | SP00001 | Spareparts | 6 | 2 - YES | 2 | 4 - 60-80% | 4 | 2 - NO | 2 | 2 - NO | 2 | 60 | 14
DISTRIBUTION SYSTEM | BP001 | BP001 | Transmission Equipment | 12 | 2 - YES | 2 | 5 - 80-100% | 5 | 4 - YES | 4 | 4 - YES | 4 | 180 | 2
DISTRIBUTION SYSTEM | Gotham City Tank 1 | TNK001 | Storage | 6 | 2 - YES | 2 | 1 - 0-20% | 1 | 4 - YES | 4 | 4 - YES | 4 | 66 | 12
DISTRIBUTION SYSTEM | Cross County Line 4 | CCTL0004 | Service Lines | 8 | 2 - YES | 2 | 2 - 20-40% | 2 | 4 - YES | 4 | 4 - YES | 4 | 96 | 9
DISTRIBUTION SYSTEM | HY0066756 | HY0066756 | Service Hydrants | 5 | 2 - YES | 2 | 3 - 40-60% | 3 | 4 - YES | 4 | 4 - YES | 4 | 65 | 13
DISTRIBUTION SYSTEM | CKV0006642 | CKV0006642 | Service Line Valves |  | 2 - YES | 2 | 4 - 60-80% | 4 | 4 - YES | 4 | 4 - YES | 4 |  | 0
DISTRIBUTION SYSTEM | Skid Steer | WTPE0010 | Water Group Equipment | 14 | 2 - YES | 2 | 5 - 80-100% | 5 | 2 - NO | 2 | 2 - NO | 2 | 154 | 6
DISTRIBUTION SYSTEM | Copper Coil | SP00002 | Spareparts |  | 2 - YES | 2 | 2 - 0-20% | 2 | 2 - NO | 2 | 2 - NO | 2 |  | 0
0 | 0 | 0 | 0 | [10 empty] | 0
0 | 0 | 0 | 0 | [10 empty] | 0
0 | 0 | 0 | 0 | [10 empty] | 0
0 | 0 | 0 | 0 | [10 empty] | 0
0 | 0 | 0 | 0 | [10 empty] | 0
0 | 0 | 0 | 0 | [10 empty] | 0
0 | 0 | 0 | 0 | [10 empty] | 0
0 | 0 | 0 | 0 | [10 empty] | 0
0 | 0 | 0 | 0 | [10 empty] | 0
0 | 0 | 0 | 0 | [10 empty] | 0
0 | 0 | 0 | 0 | [10 empty] | 0
0 | 0 | 0 | 0 | [10 empty] | 0
0 | 0 | 0 | 0 | [10 empty] | 0
0 | 0 | 0 | 0 | [10 empty] | 0
0 | 0 | 0 | 0 | [10 empty] | 0
0 | 0 | 0 | 0 | [10 empty] | 0
0 | 0 | 0 | 0 | [10 empty] | 0
0 | 0 | 0 | 0 | [10 empty] | 0
0 | 0 | 0 | 0 | [10 empty] | 0
0 | 0 | 0 | 0 | [10 empty] | 0
0 | 0 | 0 | 0 | [10 empty] | 0
0 | 0 | 0 | 0 | [10 empty] | 0
0 | 0 | 0 | 0 | [10 empty] | 0
0 | 0 | 0 | 0 | [10 empty] | 0
0 | 0 | 0 | 0 | [10 empty] | 0
0 | 0 | 0 | 0 | [10 empty] | 0
0 | 0 | 0 | 0 | [10 empty] | 0
0 | 0 | 0 | 0 | [10 empty] | 0
0 | 0 | 0 | 0 | [10 empty] | 0
0 | 0 | 0 | 0 | [10 empty] | 0
0 | 0 | 0 | 0 | [10 empty] | 0
0 | 0 | 0 | 0 | [10 empty] | 0
0 | 0 | 0 | 0 | [10 empty] | 0
0 | 0 | 0 | 0 | [10 empty] | 0
0 | 0 | 0 | 0 | [10 empty] | 0
0 | 0 | 0 | 0 | [10 empty] | 0
0 | 0 | 0 | 0 | [10 empty] | 0
0 | 0 | 0 | 0 | [10 empty] | 0
0 | 0 | 0 | 0 | [10 empty] | 0
0 | 0 | 0 | 0 | [10 empty] | 0
0 | 0 | 0 | 0 | [10 empty] | 0
0 | 0 | 0 | 0 | [10 empty] | 0
0 | 0 | 0 | 0 | [10 empty] | 0
0 | 0 | 0 | 0 | [10 empty] | 0
0 | 0 | 0 | 0 | [10 empty] | 0
0 | 0 | 0 | 0 | [10 empty] | 0
0 | 0 | 0 | 0 | [10 empty] | 0
0 | 0 | 0 | 0 | [10 empty] | 0
0 | 0 | 0 | 0 | [10 empty] | 0
0 | 0 | 0 | 0 | [10 empty] | 0
0 | 0 | 0 | 0 | [10 empty] | 0
0 | 0 | 0 | 0 | [10 empty] | 0
0 | 0 | 0 | 0 | [10 empty] | 0
0 | 0 | 0 | 0 | [10 empty] | 0
0 | 0 | 0 | 0 | [10 empty] | 0
0 | 0 | 0 | 0 | [10 empty] | 0
0 | 0 | 0 | 0 | [10 empty] | 0
0 | 0 | 0 | 0 | [10 empty] | 0
0 | 0 | 0 | 0 | [10 empty] | 0
0 | 0 | 0 | 0 | [10 empty] | 0
0 | 0 | 0 | 0 | [10 empty] | 0
0 | 0 | 0 | 0 | [10 empty] | 0
0 | 0 | 0 | 0 | [10 empty] | 0
0 | 0 | 0 | 0 | [10 empty] | 0
0 | 0 | 0 | 0 | [10 empty] | 0
0 | 0 | 0 | 0 | [10 empty] | 0
0 | 0 | 0 | 0 | [10 empty] | 0
0 | 0 | 0 | 0 | [10 empty] | 0
0 | 0 | 0 | 0 | [10 empty] | 0
0 | 0 | 0 | 0 | [10 empty] | 0
0 | 0 | 0 | 0 | [10 empty] | 0
0 | 0 | 0 | 0 | [10 empty] | 0
0 | 0 | 0 | 0 | [10 empty] | 0
0 | 0 | 0 | 0 | [10 empty] | 0
0 | 0 | 0 | 0 | [10 empty] | 0
0 | 0 | 0 | 0 | [10 empty] | 0
0 | 0 | 0 | 0 | [10 empty] | 0
0 | 0 | 0 | 0 | [10 empty] | 0
0 | 0 | 0 | 0 | [10 empty] | 0
0 | 0 | 0 | 0 | [10 empty] | 0
0 | 0 | 0 | 0 | [10 empty] | 0
0 | 0 | 0 | 0 | [10 empty] | 0
0 | 0 | 0 | 0 | [10 empty] | 0
0 | 0 | 0 | 0 | [10 empty] | 0
0 | 0 | 0 | 0 | [10 empty] | 0
0 | 0 | 0 | 0 | [10 empty] | 0
0 | 0 | 0 | 0 | [10 empty] | 0
0 | 0 | 0 | 0 | [10 empty] | 0
0 | 0 | 0 | 0 | [10 empty] | 0
0 | 0 | 0 | 0 | [10 empty] | 0
0 | 0 | 0 | 0 | [10 empty] | 0
0 | 0 | 0 | 0 | [10 empty] | 0
0 | 0 | 0 | 0 | [10 empty] | 0
0 | 0 | 0 | 0 | [10 empty] | 0
0 | 0 | 0 | 0 | [10 empty] | 0
0 | 0 | 0 | 0 | [10 empty] | 0
0 | 0 | 0 | 0 | [10 empty] | 0
0 | 0 | 0 | 0 | [10 empty] | 0
0 | 0 | 0 | 0 | [10 empty] | 0
0 | 0 | 0 | 0 | [10 empty] | 0
0 | 0 | 0 | 0 | [10 empty] | 0
0 | 0 | 0 | 0 | [10 empty] | 0
0 | 0 | 0 | 0 | [10 empty] | 0
0 | 0 | 0 | 0 | [10 empty] | 0
0 | 0 | 0 | 0 | [10 empty] | 0
0 | 0 | 0 | 0 | [10 empty] | 0
0 | 0 | 0 | 0 | [10 empty] | 0
0 | 0 | 0 | 0 | [10 empty] | 0
0 | 0 | 0 | 0 | [10 empty] | 0
0 | 0 | 0 | 0 | [10 empty] | 0
0 | 0 | 0 | 0 | [10 empty] | 0
0 | 0 | 0 | 0 | [10 empty] | 0
0 | 0 | 0 | 0 | [10 empty] | 0
0 | 0 | 0 | 0 | [10 empty] | 0
0 | 0 | 0 | 0 | [10 empty] | 0
0 | 0 | 0 | 0 | [10 empty] | 0
0 | 0 | 0 | 0 | [10 empty] | 0
0 | 0 | 0 | 0 | [10 empty] | 0
0 | 0 | 0 | 0 | [10 empty] | 0
0 | 0 | 0 | 0 | [10 empty] | 0
0 | 0 | 0 | 0 | [10 empty] | 0
0 | 0 | 0 | 0 | [10 empty] | 0
0 | 0 | 0 | 0 | [10 empty] | 0
0 | 0 | 0 | 0 | [10 empty] | 0
0 | 0 | 0 | 0 | [10 empty] | 0
0 | 0 | 0 | 0 | [10 empty] | 0
0 | 0 | 0 | 0 | [10 empty] | 0
0 | 0 | 0 | 0 | [10 empty] | 0
0 | 0 | 0 | 0 | [10 empty] | 0
0 | 0 | 0 | 0 | [10 empty] | 0
0 | 0 | 0 | 0 | [10 empty] | 0
0 | 0 | 0 | 0 | [10 empty] | 0
0 | 0 | 0 | 0 | [10 empty] | 0
0 | 0 | 0 | 0 | [10 empty] | 0
0 | 0 | 0 | 0 | [10 empty] | 0
0 | 0 | 0 | 0 | [10 empty] | 0
0 | 0 | 0 | 0 | [10 empty] | 0
0 | 0 | 0 | 0 | [10 empty] | 0
0 | 0 | 0 | 0 | [10 empty] | 0
0 | 0 | 0 | 0 | [10 empty] | 0
0 | 0 | 0 | 0 | [10 empty] | 0
0 | 0 | 0 | 0 | [10 empty] | 0
0 | 0 | 0 | 0 | [10 empty] | 0
0 | 0 | 0 | 0 | [10 empty] | 0
0 | 0 | 0 | 0 | [10 empty] | 0
0 | 0 | 0 | 0 | [10 empty] | 0
0 | 0 | 0 | 0 | [10 empty] | 0
0 | 0 | 0 | 0 | [10 empty] | 0
0 | 0 | 0 | 0 | [10 empty] | 0
0 | 0 | 0 | 0 | [10 empty] | 0
0 | 0 | 0 | 0 | [10 empty] | 0
0 | 0 | 0 | 0 | [10 empty] | 0
0 | 0 | 0 | 0 | [10 empty] | 0
0 | 0 | 0 | 0 | [10 empty] | 0
0 | 0 | 0 | 0 | [10 empty] | 0
0 | 0 | 0 | 0 | [10 empty] | 0
0 | 0 | 0 | 0 | [10 empty] | 0
0 | 0 | 0 | 0 | [10 empty] | 0
0 | 0 | 0 | 0 | [10 empty] | 0
0 | 0 | 0 | 0 | [10 empty] | 0
0 | 0 | 0 | 0 | [10 empty] | 0
0 | 0 | 0 | 0 | [10 empty] | 0
0 | 0 | 0 | 0 | [10 empty] | 0
0 | 0 | 0 | 0 | [10 empty] | 0
0 | 0 | 0 | 0 | [10 empty] | 0
0 | 0 | 0 | 0 | [10 empty] | 0
0 | 0 | 0 | 0 | [10 empty] | 0
0 | 0 | 0 | 0 | [10 empty] | 0
0 | 0 | 0 | 0 | [10 empty] | 0
0 | 0 | 0 | 0 | [10 empty] | 0
0 | 0 | 0 | 0 | [10 empty] | 0
0 | 0 | 0 | 0 | [10 empty] | 0
0 | 0 | 0 | 0 | [10 empty] | 0
0 | 0 | 0 | 0 | [10 empty] | 0
0 | 0 | 0 | 0 | [10 empty] | 0
0 | 0 | 0 | 0 | [10 empty] | 0
0 | 0 | 0 | 0 | [10 empty] | 0
0 | 0 | 0 | 0 | [10 empty] | 0
0 | 0 | 0 | 0 | [10 empty] | 0
0 | 0 | 0 | 0 | [10 empty] | 0
0 | 0 | 0 | 0 | [10 empty] | 0
0 | 0 | 0 | 0 | [10 empty] | 0
0 | 0 | 0 | 0 | [10 empty] | 0
0 | 0 | 0 | 0 | [10 empty] | 0
0 | 0 | 0 | 0 | [10 empty] | 0
0 | 0 | 0 | 0 | [10 empty] | 0
0 | 0 | 0 | 0 | [10 empty] | 0
0 | 0 | 0 | 0 | [10 empty] | 0
0 | 0 | 0 | 0 | [10 empty] | 0
0 | 0 | 0 | 0 | [10 empty] | 0
0 | 0 | 0 | 0 | [10 empty] | 0
0 | 0 | 0 | 0 | [10 empty] | 0
0 | 0 | 0 | 0 | [10 empty] | 0
0 | 0 | 0 | 0 | [10 empty] | 0
0 | 0 | 0 | 0 | [10 empty] | 0
0 | 0 | 0 | 0 | [10 empty] | 0
0 | 0 | 0 | 0 | [10 empty] | 0
0 | 0 | 0 | 0 | [10 empty] | 0
0 | 0 | 0 | 0 | [10 empty] | 0
0 | 0 | 0 | 0 | [10 empty] | 0
0 | 0 | 0 | 0 | [10 empty] | 0
0 | 0 | 0 | 0 | [10 empty] | 0
0 | 0 | 0 | 0 | [10 empty] | 0
0 | 0 | 0 | 0 | [10 empty] | 0
0 | 0 | 0 | 0 | [10 empty] | 0
0 | 0 | 0 | 0 | [10 empty] | 0
0 | 0 | 0 | 0 | [10 empty] | 0
0 | 0 | 0 | 0 | [10 empty] | 0
0 | 0 | 0 | 0 | [10 empty] | 0
0 | 0 | 0 | 0 | [10 empty] | 0
0 | 0 | 0 | 0 | [10 empty] | 0
0 | 0 | 0 | 0 | [10 empty] | 0
0 | 0 | 0 | 0 | [10 empty] | 0
0 | 0 | 0 | 0 | [10 empty] | 0
0 | 0 | 0 | 0 | [10 empty] | 0
0 | 0 | 0 | 0 | [10 empty] | 0
0 | 0 | 0 | 0 | [10 empty] | 0
0 | 0 | 0 | 0 | [10 empty] | 0
0 | 0 | 0 | 0 | [10 empty] | 0
0 | 0 | 0 | 0 | [10 empty] | 0
0 | 0 | 0 | 0 | [10 empty] | 0
0 | 0 | 0 | 0 | [10 empty] | 0
0 | 0 | 0 | 0 | [10 empty] | 0
0 | 0 | 0 | 0 | [10 empty] | 0
0 | 0 | 0 | 0 | [10 empty] | 0
0 | 0 | 0 | 0 | [10 empty] | 0
0 | 0 | 0 | 0 | [10 empty] | 0
0 | 0 | 0 | 0 | [10 empty] | 0
0 | 0 | 0 | 0 | [10 empty] | 0
0 | 0 | 0 | 0 | [10 empty] | 0
0 | 0 | 0 | 0 | [10 empty] | 0
0 | 0 | 0 | 0 | [10 empty] | 0
0 | 0 | 0 | 0 | [10 empty] | 0
0 | 0 | 0 | 0 | [10 empty] | 0
0 | 0 | 0 | 0 | [10 empty] | 0
0 | 0 | 0 | 0 | [10 empty] | 0
0 | 0 | 0 | 0 | [10 empty] | 0
0 | 0 | 0 | 0 | [10 empty] | 0
0 | 0 | 0 | 0 | [10 empty] | 0
0 | 0 | 0 | 0 | [10 empty] | 0
0 | 0 | 0 | 0 | [10 empty] | 0
0 | 0 | 0 | 0 | [10 empty] | 0
0 | 0 | 0 | 0 | [10 empty] | 0
0 | 0 | 0 | 0 | [10 empty] | 0
0 | 0 | 0 | 0 | [10 empty] | 0
0 | 0 | 0 | 0 | [10 empty] | 0
0 | 0 | 0 | 0 | [10 empty] | 0
0 | 0 | 0 | 0 | [10 empty] | 0
0 | 0 | 0 | 0 | [10 empty] | 0
0 | 0 | 0 | 0 | [10 empty] | 0
0 | 0 | 0 | 0 | [10 empty] | 0
0 | 0 | 0 | 0 | [10 empty] | 0
0 | 0 | 0 | 0 | [10 empty] | 0
0 | 0 | 0 | 0 | [10 empty] | 0
0 | 0 | 0 | 0 | [10 empty] | 0
0 | 0 | 0 | 0 | [10 empty] | 0
0 | 0 | 0 | 0 | [10 empty] | 0
0 | 0 | 0 | 0 | [10 empty] | 0
0 | 0 | 0 | 0 | [10 empty] | 0
0 | 0 | 0 | 0 | [10 empty] | 0
0 | 0 | 0 | 0 | [10 empty] | 0
0 | 0 | 0 | 0 | [10 empty] | 0
0 | 0 | 0 | 0 | [10 empty] | 0
0 | 0 | 0 | 0 | [10 empty] | 0
0 | 0 | 0 | 0 | [10 empty] | 0
0 | 0 | 0 | 0 | [10 empty] | 0
0 | 0 | 0 | 0 | [10 empty] | 0
0 | 0 | 0 | 0 | [10 empty] | 0
0 | 0 | 0 | 0 | [10 empty] | 0
0 | 0 | 0 | 0 | [10 empty] | 0
0 | 0 | 0 | 0 | [10 empty] | 0
0 | 0 | 0 | 0 | [10 empty] | 0
0 | 0 | 0 | 0 | [10 empty] | 0
0 | 0 | 0 | 0 | [10 empty] | 0
0 | 0 | 0 | 0 | [10 empty] | 0
0 | 0 | 0 | 0 | [10 empty] | 0
0 | 0 | 0 | 0 | [10 empty] | 0
0 | 0 | 0 | 0 | [10 empty] | 0
0 | 0 | 0 | 0 | [10 empty] | 0
0 | 0 | 0 | 0 | [10 empty] | 0
0 | 0 | 0 | 0 | [10 empty] | 0
0 | 0 | 0 | 0 | [10 empty] | 0
0 | 0 | 0 | 0 | [10 empty] | 0
0 | 0 | 0 | 0 | [10 empty] | 0
0 | 0 | 0 | 0 | [10 empty] | 0
0 | 0 | 0 | 0 | [10 empty] | 0
0 | 0 | 0 | 0 | [10 empty] | 0
0 | 0 | 0 | 0 | [10 empty] | 0
0 | 0 | 0 | 0 | [10 empty] | 0
0 | 0 | 0 | 0 | [10 empty] | 0
0 | 0 | 0 | 0 | [10 empty] | 0
0 | 0 | 0 | 0 | [10 empty] | 0
0 | 0 | 0 | 0 | [10 empty] | 0
0 | 0 | 0 | 0 | [10 empty] | 0
0 | 0 | 0 | 0 | [10 empty] | 0
0 | 0 | 0 | 0 | [10 empty] | 0
0 | 0 | 0 | 0 | [10 empty] | 0
0 | 0 | 0 | 0 | [10 empty] | 0
0 | 0 | 0 | 0 | [10 empty] | 0
0 | 0 | 0 | 0 | [10 empty] | 0
0 | 0 | 0 | 0 | [10 empty] | 0
0 | 0 | 0 | 0 | [10 empty] | 0
0 | 0 | 0 | 0 | [10 empty] | 0
0 | 0 | 0 | 0 | [10 empty] | 0
0 | 0 | 0 | 0 | [10 empty] | 0
0 | 0 | 0 | 0 | [10 empty] | 0
0 | 0 | 0 | 0 | [10 empty] | 0
0 | 0 | 0 | 0 | [10 empty] | 0
0 | 0 | 0 | 0 | [10 empty] | 0
0 | 0 | 0 | 0 | [10 empty] | 0
0 | 0 | 0 | 0 | [10 empty] | 0
0 | 0 | 0 | 0 | [10 empty] | 0
0 | 0 | 0 | 0 | [10 empty] | 0
0 | 0 | 0 | 0 | [10 empty] | 0
0 | 0 | 0 | 0 | [10 empty] | 0
0 | 0 | 0 | 0 | [10 empty] | 0
0 | 0 | 0 | 0 | [10 empty] | 0
0 | 0 | 0 | 0 | [10 empty] | 0
0 | 0 | 0 | 0 | [10 empty] | 0
0 | 0 | 0 | 0 | [10 empty] | 0
0 | 0 | 0 | 0 | [10 empty] | 0
0 | 0 | 0 | 0 | [10 empty] | 0
0 | 0 | 0 | 0 | [10 empty] | 0
0 | 0 | 0 | 0 | [10 empty] | 0
0 | 0 | 0 | 0 | [10 empty] | 0
0 | 0 | 0 | 0 | [10 empty] | 0
0 | 0 | 0 | 0 | [10 empty] | 0
0 | 0 | 0 | 0 | [10 empty] | 0
0 | 0 | 0 | 0 | [10 empty] | 0
0 | 0 | 0 | 0 | [10 empty] | 0
0 | 0 | 0 | 0 | [10 empty] | 0
0 | 0 | 0 | 0 | [10 empty] | 0
0 | 0 | 0 | 0 | [10 empty] | 0
0 | 0 | 0 | 0 | [10 empty] | 0
0 | 0 | 0 | 0 | [10 empty] | 0
0 | 0 | 0 | 0 | [10 empty] | 0
0 | 0 | 0 | 0 | [10 empty] | 0
0 | 0 | 0 | 0 | [10 empty] | 0
0 | 0 | 0 | 0 | [10 empty] | 0
0 | 0 | 0 | 0 | [10 empty] | 0
0 | 0 | 0 | 0 | [10 empty] | 0
0 | 0 | 0 | 0 | [10 empty] | 0
0 | 0 | 0 | 0 | [10 empty] | 0
0 | 0 | 0 | 0 | [10 empty] | 0
0 | 0 | 0 | 0 | [10 empty] | 0
0 | 0 | 0 | 0 | [10 empty] | 0
0 | 0 | 0 | 0 | [10 empty] | 0
0 | 0 | 0 | 0 | [10 empty] | 0
0 | 0 | 0 | 0 | [10 empty] | 0
0 | 0 | 0 | 0 | [10 empty] | 0
0 | 0 | 0 | 0 | [10 empty] | 0
0 | 0 | 0 | 0 | [10 empty] | 0
0 | 0 | 0 | 0 | [10 empty] | 0
0 | 0 | 0 | 0 | [10 empty] | 0
0 | 0 | 0 | 0 | [10 empty] | 0
0 | 0 | 0 | 0 | [10 empty] | 0
0 | 0 | 0 | 0 | [10 empty] | 0
0 | 0 | 0 | 0 | [10 empty] | 0
0 | 0 | 0 | 0 | [10 empty] | 0
0 | 0 | 0 | 0 | [10 empty] | 0
0 | 0 | 0 | 0 | [10 empty] | 0
0 | 0 | 0 | 0 | [10 empty] | 0
0 | 0 | 0 | 0 | [10 empty] | 0
0 | 0 | 0 | 0 | [10 empty] | 0
0 | 0 | 0 | 0 | [10 empty] | 0
0 | 0 | 0 | 0 | [10 empty] | 0
0 | 0 | 0 | 0 | [10 empty] | 0
0 | 0 | 0 | 0 | [10 empty] | 0
0 | 0 | 0 | 0 | [10 empty] | 0
0 | 0 | 0 | 0 | [10 empty] | 0
0 | 0 | 0 | 0 | [10 empty] | 0
0 | 0 | 0 | 0 | [10 empty] | 0
0 | 0 | 0 | 0 | [10 empty] | 0
0 | 0 | 0 | 0 | [10 empty] | 0
0 | 0 | 0 | 0 | [10 empty] | 0
0 | 0 | 0 | 0 | [10 empty] | 0
0 | 0 | 0 | 0 | [10 empty] | 0
0 | 0 | 0 | 0 | [10 empty] | 0
0 | 0 | 0 | 0 | [10 empty] | 0
0 | 0 | 0 | 0 | [10 empty] | 0
0 | 0 | 0 | 0 | [10 empty] | 0
0 | 0 | 0 | 0 | [10 empty] | 0
0 | 0 | 0 | 0 | [10 empty] | 0
0 | 0 | 0 | 0 | [10 empty] | 0
0 | 0 | 0 | 0 | [10 empty] | 0
0 | 0 | 0 | 0 | [10 empty] | 0
0 | 0 | 0 | 0 | [10 empty] | 0
0 | 0 | 0 | 0 | [10 empty] | 0
0 | 0 | 0 | 0 | [10 empty] | 0
0 | 0 | 0 | 0 | [10 empty] | 0
0 | 0 | 0 | 0 | [10 empty] | 0
0 | 0 | 0 | 0 | [10 empty] | 0
0 | 0 | 0 | 0 | [10 empty] | 0
0 | 0 | 0 | 0 | [10 empty] | 0
0 | 0 | 0 | 0 | [10 empty] | 0
0 | 0 | 0 | 0 | [10 empty] | 0
0 | 0 | 0 | 0 | [10 empty] | 0
0 | 0 | 0 | 0 | [10 empty] | 0
0 | 0 | 0 | 0 | [10 empty] | 0
0 | 0 | 0 | 0 | [10 empty] | 0
0 | 0 | 0 | 0 | [10 empty] | 0
0 | 0 | 0 | 0 | [10 empty] | 0
0 | 0 | 0 | 0 | [10 empty] | 0
0 | 0 | 0 | 0 | [10 empty] | 0
0 | 0 | 0 | 0 | [10 empty] | 0
0 | 0 | 0 | 0 | [10 empty] | 0
0 | 0 | 0 | 0 | [10 empty] | 0
0 | 0 | 0 | 0 | [10 empty] | 0
0 | 0 | 0 | 0 | [10 empty] | 0
0 | 0 | 0 | 0 | [10 empty] | 0
0 | 0 | 0 | 0 | [10 empty] | 0
0 | 0 | 0 | 0 | [10 empty] | 0
0 | 0 | 0 | 0 | [10 empty] | 0
0 | 0 | 0 | 0 | [10 empty] | 0
0 | 0 | 0 | 0 | [10 empty] | 0
0 | 0 | 0 | 0 | [10 empty] | 0
0 | 0 | 0 | 0 | [10 empty] | 0
0 | 0 | 0 | 0 | [10 empty] | 0
0 | 0 | 0 | 0 | [10 empty] | 0
0 | 0 | 0 | 0 | [10 empty] | 0
0 | 0 | 0 | 0 | [10 empty] | 0
0 | 0 | 0 | 0 | [10 empty] | 0
0 | 0 | 0 | 0 | [10 empty] | 0
0 | 0 | 0 | 0 | [10 empty] | 0
0 | 0 | 0 | 0 | [10 empty] | 0
0 | 0 | 0 | 0 | [10 empty] | 0
0 | 0 | 0 | 0 | [10 empty] | 0
0 | 0 | 0 | 0 | [10 empty] | 0
0 | 0 | 0 | 0 | [10 empty] | 0
0 | 0 | 0 | 0 | [10 empty] | 0
0 | 0 | 0 | 0 | [10 empty] | 0
0 | 0 | 0 | 0 | [10 empty] | 0
0 | 0 | 0 | 0 | [10 empty] | 0
0 | 0 | 0 | 0 | [10 empty] | 0
0 | 0 | 0 | 0 | [10 empty] | 0
0 | 0 | 0 | 0 | [10 empty] | 0
0 | 0 | 0 | 0 | [10 empty] | 0
0 | 0 | 0 | 0 | [10 empty] | 0
0 | 0 | 0 | 0 | [10 empty] | 0
0 | 0 | 0 | 0 | [10 empty] | 0
0 | 0 | 0 | 0 | [10 empty] | 0
0 | 0 | 0 | 0 | [10 empty] | 0
0 | 0 | 0 | 0 | [10 empty] | 0
0 | 0 | 0 | 0 | [10 empty] | 0
0 | 0 | 0 | 0 | [10 empty] | 0
0 | 0 | 0 | 0 | [10 empty] | 0
0 | 0 | 0 | 0 | [10 empty] | 0
0 | 0 | 0 | 0 | [10 empty] | 0
0 | 0 | 0 | 0 | [10 empty] | 0
0 | 0 | 0 | 0 | [10 empty] | 0
0 | 0 | 0 | 0 | [10 empty] | 0
0 | 0 | 0 | 0 | [10 empty] | 0
0 | 0 | 0 | 0 | [10 empty] | 0
0 | 0 | 0 | 0 | [10 empty] | 0
0 | 0 | 0 | 0 | [10 empty] | 0
0 | 0 | 0 | 0 | [10 empty] | 0
0 | 0 | 0 | 0 | [10 empty] | 0
0 | 0 | 0 | 0 | [10 empty] | 0
0 | 0 | 0 | 0 | [10 empty] | 0
0 | 0 | 0 | 0 | [10 empty] | 0
0 | 0 | 0 | 0 | [10 empty] | 0
0 | 0 | 0 | 0 | [10 empty] | 0
0 | 0 | 0 | 0 | [10 empty] | 0
0 | 0 | 0 | 0 | [10 empty] | 0
0 | 0 | 0 | 0 | [10 empty] | 0
0 | 0 | 0 | 0 | [10 empty] | 0
0 | 0 | 0 | 0 | [10 empty] | 0
0 | 0 | 0 | 0 | [10 empty] | 0
0 | 0 | 0 | 0 | [10 empty] | 0
0 | 0 | 0 | 0 | [10 empty] | 0
0 | 0 | 0 | 0 | [10 empty] | 0
0 | 0 | 0 | 0 | [10 empty] | 0
0 | 0 | 0 | 0 | [10 empty] | 0
0 | 0 | 0 | 0 | [10 empty] | 0
0 | 0 | 0 | 0 | [10 empty] | 0
0 | 0 | 0 | 0 | [10 empty] | 0
0 | 0 | 0 | 0 | [10 empty] | 0
0 | 0 | 0 | 0 | [10 empty] | 0
0 | 0 | 0 | 0 | [10 empty] | 0
0 | 0 | 0 | 0 | [10 empty] | 0
0 | 0 | 0 | 0 | [10 empty] | 0
0 | 0 | 0 | 0 | [10 empty] | 0
0 | 0 | 0 | 0 | [10 empty] | 0
0 | 0 | 0 | 0 | [10 empty] | 0
0 | 0 | 0 | 0 | [10 empty] | 0
0 | 0 | 0 | 0 | [10 empty] | 0
0 | 0 | 0 | 0 | [10 empty] | 0
0 | 0 | 0 | 0 | [10 empty] | 0
0 | 0 | 0 | 0 | [10 empty] | 0
0 | 0 | 0 | 0 | [10 empty] | 0
0 | 0 | 0 | 0 | [10 empty] | 0
0 | 0 | 0 | 0 | [10 empty] | 0
0 | 0 | 0 | 0 | [10 empty] | 0
0 | 0 | 0 | 0 | [10 empty] | 0
0 | 0 | 0 | 0 | [10 empty] | 0
0 | 0 | 0 | 0 | [10 empty] | 0
0 | 0 | 0 | 0 | [10 empty] | 0
0 | 0 | 0 | 0 | [10 empty] | 0
0 | 0 | 0 | 0 | [10 empty] | 0
0 | 0 | 0 | 0 | [10 empty] | 0
0 | 0 | 0 | 0 | [10 empty] | 0
0 | 0 | 0 | 0 | [10 empty] | 0
0 | 0 | 0 | 0 | [10 empty] | 0
0 | 0 | 0 | 0 | [10 empty] | 0
0 | 0 | 0 | 0 | [10 empty] | 0
0 | 0 | 0 | 0 | [10 empty] | 0
0 | 0 | 0 | 0 | [10 empty] | 0
0 | 0 | 0 | 0 | [10 empty] | 0
0 | 0 | 0 | 0 | [10 empty] | 0
0 | 0 | 0 | 0 | [10 empty] | 0
0 | 0 | 0 | 0 | [10 empty] | 0
0 | 0 | 0 | 0 | [10 empty] | 0
0 | 0 | 0 | 0 | [10 empty] | 0
0 | 0 | 0 | 0 | [10 empty] | 0
0 | 0 | 0 | 0 | [10 empty] | 0
0 | 0 | 0 | 0 | [10 empty] | 0
0 | 0 | 0 | 0 | [10 empty] | 0
0 | 0 | 0 | 0 | [10 empty] | 0
0 | 0 | 0 | 0 | [10 empty] | 0
0 | 0 | 0 | 0 | [10 empty] | 0
0 | 0 | 0 | 0 | [10 empty] | 0
0 | 0 | 0 | 0 | [10 empty] | 0
0 | 0 | 0 | 0 | [10 empty] | 0
0 | 0 | 0 | 0 | [10 empty] | 0
0 | 0 | 0 | 0 | [10 empty] | 0
0 | 0 | 0 | 0 | [10 empty] | 0
0 | 0 | 0 | 0 | [10 empty] | 0
0 | 0 | 0 | 0 | [10 empty] | 0
0 | 0 | 0 | 0 | [10 empty] | 0
0 | 0 | 0 | 0 | [10 empty] | 0
0 | 0 | 0 | 0 | [10 empty] | 0
0 | 0 | 0 | 0 | [10 empty] | 0
0 | 0 | 0 | 0 | [10 empty] | 0
0 | 0 | 0 | 0 | [10 empty] | 0
0 | 0 | 0 | 0 | [10 empty] | 0
0 | 0 | 0 | 0 | [10 empty] | 0
0 | 0 | 0 | 0 | [10 empty] | 0
0 | 0 | 0 | 0 | [10 empty] | 0
0 | 0 | 0 | 0 | [10 empty] | 0
0 | 0 | 0 | 0 | [10 empty] | 0
0 | 0 | 0 | 0 | [10 empty] | 0
0 | 0 | 0 | 0 | [10 empty] | 0
0 | 0 | 0 | 0 | [10 empty] | 0
0 | 0 | 0 | 0 | [10 empty] | 0
0 | 0 | 0 | 0 | [10 empty] | 0
0 | 0 | 0 | 0 | [10 empty] | 0
0 | 0 | 0 | 0 | [10 empty] | 0
0 | 0 | 0 | 0 | [10 empty] | 0
0 | 0 | 0 | 0 | [10 empty] | 0
0 | 0 | 0 | 0 | [10 empty] | 0
0 | 0 | 0 | 0 | [10 empty] | 0
0 | 0 | 0 | 0 | [10 empty] | 0
0 | 0 | 0 | 0 | [10 empty] | 0
0 | 0 | 0 | 0 | [10 empty] | 0
0 | 0 | 0 | 0 | [10 empty] | 0
0 | 0 | 0 | 0 | [10 empty] | 0
0 | 0 | 0 | 0 | [10 empty] | 0
0 | 0 | 0 | 0 | [10 empty] | 0
0 | 0 | 0 | 0 | [10 empty] | 0
0 | 0 | 0 | 0 | [10 empty] | 0
0 | 0 | 0 | 0 | [10 empty] | 0
0 | 0 | 0 | 0 | [10 empty] | 0
0 | 0 | 0 | 0 | [10 empty] | 0
0 | 0 | 0 | 0 | [10 empty] | 0
0 | 0 | 0 | 0 | [10 empty] | 0
0 | 0 | 0 | 0 | [10 empty] | 0
0 | 0 | 0 | 0 | [10 empty] | 0
0 | 0 | 0 | 0 | [10 empty] | 0
0 | 0 | 0 | 0 | [10 empty] | 0
0 | 0 | 0 | 0 | [10 empty] | 0
0 | 0 | 0 | 0 | [10 empty] | 0
0 | 0 | 0 | 0 | [10 empty] | 0
0 | 0 | 0 | 0 | [10 empty] | 0
0 | 0 | 0 | 0 | [10 empty] | 0
0 | 0 | 0 | 0 | [10 empty] | 0
0 | 0 | 0 | 0 | [10 empty] | 0
0 | 0 | 0 | 0 | [10 empty] | 0
0 | 0 | 0 | 0 | [10 empty] | 0
0 | 0 | 0 | 0 | [10 empty] | 0
0 | 0 | 0 | 0 | [10 empty] | 0
0 | 0 | 0 | 0 | [10 empty] | 0
0 | 0 | 0 | 0 | [10 empty] | 0
0 | 0 | 0 | 0 | [10 empty] | 0
0 | 0 | 0 | 0 | [10 empty] | 0
0 | 0 | 0 | 0 | [10 empty] | 0
0 | 0 | 0 | 0 | [10 empty] | 0
0 | 0 | 0 | 0 | [10 empty] | 0
0 | 0 | 0 | 0 | [10 empty] | 0
0 | 0 | 0 | 0 | [10 empty] | 0
0 | 0 | 0 | 0 | [10 empty] | 0
0 | 0 | 0 | 0 | [10 empty] | 0
0 | 0 | 0 | 0 | [10 empty] | 0
0 | 0 | 0 | 0 | [10 empty] | 0
0 | 0 | 0 | 0 | [10 empty] | 0
0 | 0 | 0 | 0 | [10 empty] | 0
0 | 0 | 0 | 0 | [10 empty] | 0
0 | 0 | 0 | 0 | [10 empty] | 0
0 | 0 | 0 | 0 | [10 empty] | 0
0 | 0 | 0 | 0 | [10 empty] | 0
0 | 0 | 0 | 0 | [10 empty] | 0
0 | 0 | 0 | 0 | [10 empty] | 0
0 | 0 | 0 | 0 | [10 empty] | 0
0 | 0 | 0 | 0 | [10 empty] | 0
0 | 0 | 0 | 0 | [10 empty] | 0
0 | 0 | 0 | 0 | [10 empty] | 0
0 | 0 | 0 | 0 | [10 empty] | 0
0 | 0 | 0 | 0 | [10 empty] | 0
0 | 0 | 0 | 0 | [10 empty] | 0
0 | 0 | 0 | 0 | [10 empty] | 0
0 | 0 | 0 | 0 | [10 empty] | 0
0 | 0 | 0 | 0 | [10 empty] | 0
0 | 0 | 0 | 0 | [10 empty] | 0
0 | 0 | 0 | 0 | [10 empty] | 0
0 | 0 | 0 | 0 | [10 empty] | 0
0 | 0 | 0 | 0 | [10 empty] | 0
0 | 0 | 0 | 0 | [10 empty] | 0
0 | 0 | 0 | 0 | [10 empty] | 0
0 | 0 | 0 | 0 | [10 empty] | 0
0 | 0 | 0 | 0 | [10 empty] | 0
0 | 0 | 0 | 0 | [10 empty] | 0
0 | 0 | 0 | 0 | [10 empty] | 0
0 | 0 | 0 | 0 | [10 empty] | 0
0 | 0 | 0 | 0 | [10 empty] | 0
0 | 0 | 0 | 0 | [10 empty] | 0
0 | 0 | 0 | 0 | [10 empty] | 0
0 | 0 | 0 | 0 | [10 empty] | 0
0 | 0 | 0 | 0 | [10 empty] | 0
0 | 0 | 0 | 0 | [10 empty] | 0
0 | 0 | 0 | 0 | [10 empty] | 0
0 | 0 | 0 | 0 | [10 empty] | 0
0 | 0 | 0 | 0 | [10 empty] | 0
0 | 0 | 0 | 0 | [10 empty] | 0
0 | 0 | 0 | 0 | [10 empty] | 0
0 | 0 | 0 | 0 | [10 empty] | 0
0 | 0 | 0 | 0 | [10 empty] | 0
0 | 0 | 0 | 0 | [10 empty] | 0
0 | 0 | 0 | 0 | [10 empty] | 0
0 | 0 | 0 | 0 | [10 empty] | 0
0 | 0 | 0 | 0 | [10 empty] | 0
0 | 0 | 0 | 0 | [10 empty] | 0
0 | 0 | 0 | 0 | [10 empty] | 0
0 | 0 | 0 | 0 | [10 empty] | 0
0 | 0 | 0 | 0 | [10 empty] | 0
0 | 0 | 0 | 0 | [10 empty] | 0
0 | 0 | 0 | 0 | [10 empty] | 0
0 | 0 | 0 | 0 | [10 empty] | 0
0 | 0 | 0 | 0 | [10 empty] | 0
0 | 0 | 0 | 0 | [10 empty] | 0
0 | 0 | 0 | 0 | [10 empty] | 0
0 | 0 | 0 | 0 | [10 empty] | 0
0 | 0 | 0 | 0 | [10 empty] | 0
0 | 0 | 0 | 0 | [10 empty] | 0
0 | 0 | 0 | 0 | [10 empty] | 0
0 | 0 | 0 | 0 | [10 empty] | 0
0 | 0 | 0 | 0 | [10 empty] | 0
0 | 0 | 0 | 0 | [10 empty] | 0
0 | 0 | 0 | 0 | [10 empty] | 0
0 | 0 | 0 | 0 | [10 empty] | 0
0 | 0 | 0 | 0 | [10 empty] | 0
0 | 0 | 0 | 0 | [10 empty] | 0
0 | 0 | 0 | 0 | [10 empty] | 0
0 | 0 | 0 | 0 | [10 empty] | 0
0 | 0 | 0 | 0 | [10 empty] | 0
0 | 0 | 0 | 0 | [10 empty] | 0
0 | 0 | 0 | 0 | [10 empty] | 0
0 | 0 | 0 | 0 | [10 empty] | 0
0 | 0 | 0 | 0 | [10 empty] | 0
0 | 0 | 0 | 0 | [10 empty] | 0
0 | 0 | 0 | 0 | [10 empty] | 0
0 | 0 | 0 | 0 | [10 empty] | 0
0 | 0 | 0 | 0 | [10 empty] | 0
0 | 0 | 0 | 0 | [10 empty] | 0
0 | 0 | 0 | 0 | [10 empty] | 0
0 | 0 | 0 | 0 | [10 empty] | 0
0 | 0 | 0 | 0 | [10 empty] | 0
0 | 0 | 0 | 0 | [10 empty] | 0
0 | 0 | 0 | 0 | [10 empty] | 0
0 | 0 | 0 | 0 | [10 empty] | 0
0 | 0 | 0 | 0 | [10 empty] | 0
0 | 0 | 0 | 0 | [10 empty] | 0
0 | 0 | 0 | 0 | [10 empty] | 0
0 | 0 | 0 | 0 | [10 empty] | 0
0 | 0 | 0 | 0 | [10 empty] | 0
0 | 0 | 0 | 0 | [10 empty] | 0
0 | 0 | 0 | 0 | [10 empty] | 0
0 | 0 | 0 | 0 | [10 empty] | 0
0 | 0 | 0 | 0 | [10 empty] | 0
0 | 0 | 0 | 0 | [10 empty] | 0
0 | 0 | 0 | 0 | [10 empty] | 0
0 | 0 | 0 | 0 | [10 empty] | 0
0 | 0 | 0 | 0 | [10 empty] | 0
0 | 0 | 0 | 0 | [10 empty] | 0
0 | 0 | 0 | 0 | [10 empty] | 0
0 | 0 | 0 | 0 | [10 empty] | 0
0 | 0 | 0 | 0 | [10 empty] | 0
0 | 0 | 0 | 0 | [10 empty] | 0
0 | 0 | 0 | 0 | [10 empty] | 0
0 | 0 | 0 | 0 | [10 empty] | 0
0 | 0 | 0 | 0 | [10 empty] | 0
0 | 0 | 0 | 0 | [10 empty] | 0
0 | 0 | 0 | 0 | [10 empty] | 0
0 | 0 | 0 | 0 | [10 empty] | 0
0 | 0 | 0 | 0 | [10 empty] | 0
0 | 0 | 0 | 0 | [10 empty] | 0
0 | 0 | 0 | 0 | [10 empty] | 0
0 | 0 | 0 | 0 | [10 empty] | 0
0 | 0 | 0 | 0 | [10 empty] | 0
0 | 0 | 0 | 0 | [10 empty] | 0
0 | 0 | 0 | 0 | [10 empty] | 0
0 | 0 | 0 | 0 | [10 empty] | 0
0 | 0 | 0 | 0 | [10 empty] | 0
0 | 0 | 0 | 0 | [10 empty] | 0
0 | 0 | 0 | 0 | [10 empty] | 0
0 | 0 | 0 | 0 | [10 empty] | 0
0 | 0 | 0 | 0 | [10 empty] | 0
0 | 0 | 0 | 0 | [10 empty] | 0
0 | 0 | 0 | 0 | [10 empty] | 0
0 | 0 | 0 | 0 | [10 empty] | 0
0 | 0 | 0 | 0 | [10 empty] | 0
0 | 0 | 0 | 0 | [10 empty] | 0
0 | 0 | 0 | 0 | [10 empty] | 0
0 | 0 | 0 | 0 | [10 empty] | 0
0 | 0 | 0 | 0 | [10 empty] | 0
0 | 0 | 0 | 0 | [10 empty] | 0
0 | 0 | 0 | 0 | [10 empty] | 0
0 | 0 | 0 | 0 | [10 empty] | 0
0 | 0 | 0 | 0 | [10 empty] | 0
0 | 0 | 0 | 0 | [10 empty] | 0
0 | 0 | 0 | 0 | [10 empty] | 0
0 | 0 | 0 | 0 | [10 empty] | 0
0 | 0 | 0 | 0 | [10 empty] | 0
0 | 0 | 0 | 0 | [10 empty] | 0
0 | 0 | 0 | 0 | [10 empty] | 0
0 | 0 | 0 | 0 | [10 empty] | 0
0 | 0 | 0 | 0 | [10 empty] | 0
0 | 0 | 0 | 0 | [10 empty] | 0
0 | 0 | 0 | 0 | [10 empty] | 0
0 | 0 | 0 | 0 | [10 empty] | 0
0 | 0 | 0 | 0 | [10 empty] | 0
0 | 0 | 0 | 0 | [10 empty] | 0
0 | 0 | 0 | 0 | [10 empty] | 0
0 | 0 | 0 | 0 | [10 empty] | 0
0 | 0 | 0 | 0 | [10 empty] | 0
0 | 0 | 0 | 0 | [10 empty] | 0
0 | 0 | 0 | 0 | [10 empty] | 0
0 | 0 | 0 | 0 | [10 empty] | 0
0 | 0 | 0 | 0 | [10 empty] | 0
0 | 0 | 0 | 0 | [10 empty] | 0
0 | 0 | 0 | 0 | [10 empty] | 0
0 | 0 | 0 | 0 | [10 empty] | 0
0 | 0 | 0 | 0 | [10 empty] | 0
0 | 0 | 0 | 0 | [10 empty] | 0
0 | 0 | 0 | 0 | [10 empty] | 0
0 | 0 | 0 | 0 | [10 empty] | 0
0 | 0 | 0 | 0 | [10 empty] | 0
0 | 0 | 0 | 0 | [10 empty] | 0
0 | 0 | 0 | 0 | [10 empty] | 0
0 | 0 | 0 | 0 | [10 empty] | 0
0 | 0 | 0 | 0 | [10 empty] | 0
0 | 0 | 0 | 0 | [10 empty] | 0
0 | 0 | 0 | 0 | [10 empty] | 0
0 | 0 | 0 | 0 | [10 empty] | 0
0 | 0 | 0 | 0 | [10 empty] | 0
0 | 0 | 0 | 0 | [10 empty] | 0
0 | 0 | 0 | 0 | [10 empty] | 0
0 | 0 | 0 | 0 | [10 empty] | 0
0 | 0 | 0 | 0 | [10 empty] | 0
0 | 0 | 0 | 0 | [10 empty] | 0
0 | 0 | 0 | 0 | [10 empty] | 0
0 | 0 | 0 | 0 | [10 empty] | 0
0 | 0 | 0 | 0 | [10 empty] | 0
0 | 0 | 0 | 0 | [10 empty] | 0
0 | 0 | 0 | 0 | [10 empty] | 0
0 | 0 | 0 | 0 | [10 empty] | 0
0 | 0 | 0 | 0 | [10 empty] | 0
0 | 0 | 0 | 0 | [10 empty] | 0
0 | 0 | 0 | 0 | [10 empty] | 0
0 | 0 | 0 | 0 | [10 empty] | 0
0 | 0 | 0 | 0 | [10 empty] | 0
0 | 0 | 0 | 0 | [10 empty] | 0
0 | 0 | 0 | 0 | [10 empty] | 0
0 | 0 | 0 | 0 | [10 empty] | 0
0 | 0 | 0 | 0 | [10 empty] | 0
0 | 0 | 0 | 0 | [10 empty] | 0
0 | 0 | 0 | 0 | [10 empty] | 0
0 | 0 | 0 | 0 | [10 empty] | 0
0 | 0 | 0 | 0 | [10 empty] | 0
0 | 0 | 0 | 0 | [10 empty] | 0
0 | 0 | 0 | 0 | [10 empty] | 0
0 | 0 | 0 | 0 | [10 empty] | 0
0 | 0 | 0 | 0 | [10 empty] | 0
0 | 0 | 0 | 0 | [10 empty] | 0
0 | 0 | 0 | 0 | [10 empty] | 0
0 | 0 | 0 | 0 | [10 empty] | 0
0 | 0 | 0 | 0 | [10 empty] | 0
0 | 0 | 0 | 0 | [10 empty] | 0
0 | 0 | 0 | 0 | [10 empty] | 0
0 | 0 | 0 | 0 | [10 empty] | 0
0 | 0 | 0 | 0 | [10 empty] | 0
0 | 0 | 0 | 0 | [10 empty] | 0
0 | 0 | 0 | 0 | [10 empty] | 0
0 | 0 | 0 | 0 | [10 empty] | 0
0 | 0 | 0 | 0 | [10 empty] | 0
0 | 0 | 0 | 0 | [10 empty] | 0
0 | 0 | 0 | 0 | [10 empty] | 0
0 | 0 | 0 | 0 | [10 empty] | 0
0 | 0 | 0 | 0 | [10 empty] | 0
0 | 0 | 0 | 0 | [10 empty] | 0
0 | 0 | 0 | 0 | [10 empty] | 0
0 | 0 | 0 | 0 | [10 empty] | 0
0 | 0 | 0 | 0 | [10 empty] | 0
0 | 0 | 0 | 0 | [10 empty] | 0
0 | 0 | 0 | 0 | [10 empty] | 0
0 | 0 | 0 | 0 | [10 empty] | 0
0 | 0 | 0 | 0 | [10 empty] | 0
0 | 0 | 0 | 0 | [10 empty] | 0
0 | 0 | 0 | 0 | [10 empty] | 0
0 | 0 | 0 | 0 | [10 empty] | 0
0 | 0 | 0 | 0 | [10 empty] | 0
0 | 0 | 0 | 0 | [10 empty] | 0
0 | 0 | 0 | 0 | [10 empty] | 0
0 | 0 | 0 | 0 | [10 empty] | 0
0 | 0 | 0 | 0 | [10 empty] | 0
0 | 0 | 0 | 0 | [10 empty] | 0
0 | 0 | 0 | 0 | [10 empty] | 0
0 | 0 | 0 | 0 | [10 empty] | 0
0 | 0 | 0 | 0 | [10 empty] | 0
0 | 0 | 0 | 0 | [10 empty] | 0
0 | 0 | 0 | 0 | [10 empty] | 0
0 | 0 | 0 | 0 | [10 empty] | 0
0 | 0 | 0 | 0 | [10 empty] | 0
0 | 0 | 0 | 0 | [10 empty] | 0
0 | 0 | 0 | 0 | [10 empty] | 0
0 | 0 | 0 | 0 | [10 empty] | 0
0 | 0 | 0 | 0 | [10 empty] | 0
0 | 0 | 0 | 0 | [10 empty] | 0
0 | 0 | 0 | 0 | [10 empty] | 0
0 | 0 | 0 | 0 | [10 empty] | 0
0 | 0 | 0 | 0 | [10 empty] | 0
0 | 0 | 0 | 0 | [10 empty] | 0
0 | 0 | 0 | 0 | [10 empty] | 0
0 | 0 | 0 | 0 | [10 empty] | 0
0 | 0 | 0 | 0 | [10 empty] | 0
0 | 0 | 0 | 0 | [10 empty] | 0
0 | 0 | 0 | 0 | [10 empty] | 0
0 | 0 | 0 | 0 | [10 empty] | 0
0 | 0 | 0 | 0 | [10 empty] | 0
0 | 0 | 0 | 0 | [10 empty] | 0
0 | 0 | 0 | 0 | [10 empty] | 0
0 | 0 | 0 | 0 | [10 empty] | 0
0 | 0 | 0 | 0 | [10 empty] | 0
0 | 0 | 0 | 0 | [10 empty] | 0
0 | 0 | 0 | 0 | [10 empty] | 0
0 | 0 | 0 | 0 | [10 empty] | 0
0 | 0 | 0 | 0 | [10 empty] | 0
0 | 0 | 0 | 0 | [10 empty] | 0
0 | 0 | 0 | 0 | [10 empty] | 0
0 | 0 | 0 | 0 | [10 empty] | 0
0 | 0 | 0 | 0 | [10 empty] | 0
0 | 0 | 0 | 0 | [10 empty] | 0
0 | 0 | 0 | 0 | [10 empty] | 0
0 | 0 | 0 | 0 | [10 empty] | 0
0 | 0 | 0 | 0 | [10 empty] | 0
0 | 0 | 0 | 0 | [10 empty] | 0
0 | 0 | 0 | 0 | [10 empty] | 0
0 | 0 | 0 | 0 | [10 empty] | 0
0 | 0 | 0 | 0 | [10 empty] | 0
0 | 0 | 0 | 0 | [10 empty] | 0
0 | 0 | 0 | 0 | [10 empty] | 0
0 | 0 | 0 | 0 | [10 empty] | 0
0 | 0 | 0 | 0 | [10 empty] | 0
0 | 0 | 0 | 0 | [10 empty] | 0
0 | 0 | 0 | 0 | [10 empty] | 0
0 | 0 | 0 | 0 | [10 empty] | 0
0 | 0 | 0 | 0 | [10 empty] | 0
0 | 0 | 0 | 0 | [10 empty] | 0
0 | 0 | 0 | 0 | [10 empty] | 0
0 | 0 | 0 | 0 | [10 empty] | 0
0 | 0 | 0 | 0 | [10 empty] | 0
0 | 0 | 0 | 0 | [10 empty] | 0
0 | 0 | 0 | 0 | [10 empty] | 0
0 | 0 | 0 | 0 | [10 empty] | 0
0 | 0 | 0 | 0 | [10 empty] | 0
0 | 0 | 0 | 0 | [10 empty] | 0
0 | 0 | 0 | 0 | [10 empty] | 0
0 | 0 | 0 | 0 | [10 empty] | 0
0 | 0 | 0 | 0 | [10 empty] | 0
0 | 0 | 0 | 0 | [10 empty] | 0
0 | 0 | 0 | 0 | [10 empty] | 0
0 | 0 | 0 | 0 | [10 empty] | 0
0 | 0 | 0 | 0 | [10 empty] | 0
0 | 0 | 0 | 0 | [10 empty] | 0
0 | 0 | 0 | 0 | [10 empty] | 0
0 | 0 | 0 | 0 | [10 empty] | 0
0 | 0 | 0 | 0 | [10 empty] | 0
0 | 0 | 0 | 0 | [10 empty] | 0
0 | 0 | 0 | 0 | [10 empty] | 0
0 | 0 | 0 | 0 | [10 empty] | 0
0 | 0 | 0 | 0 | [10 empty] | 0
0 | 0 | 0 | 0 | [10 empty] | 0
0 | 0 | 0 | 0 | [10 empty] | 0
0 | 0 | 0 | 0 | [10 empty] | 0
0 | 0 | 0 | 0 | [10 empty] | 0
0 | 0 | 0 | 0 | [10 empty] | 0
0 | 0 | 0 | 0 | [10 empty] | 0
0 | 0 | 0 | 0 | [10 empty] | 0
0 | 0 | 0 | 0 | [10 empty] | 0
0 | 0 | 0 | 0 | [10 empty] | 0
0 | 0 | 0 | 0 | [10 empty] | 0
0 | 0 | 0 | 0 | [10 empty] | 0
0 | 0 | 0 | 0 | [10 empty] | 0
0 | 0 | 0 | 0 | [10 empty] | 0
0 | 0 | 0 | 0 | [10 empty] | 0
0 | 0 | 0 | 0 | [10 empty] | 0
0 | 0 | 0 | 0 | [10 empty] | 0
0 | 0 | 0 | 0 | [10 empty] | 0
0 | 0 | 0 | 0 | [10 empty] | 0
0 | 0 | 0 | 0 | [10 empty] | 0
0 | 0 | 0 | 0 | [10 empty] | 0
0 | 0 | 0 | 0 | [10 empty] | 0
0 | 0 | 0 | 0 | [10 empty] | 0
0 | 0 | 0 | 0 | [10 empty] | 0
0 | 0 | 0 | 0 | [10 empty] | 0
0 | 0 | 0 | 0 | [10 empty] | 0
0 | 0 | 0 | 0 | [10 empty] | 0
0 | 0 | 0 | 0 | [10 empty] | 0
0 | 0 | 0 | 0 | [10 empty] | 0
0 | 0 | 0 | 0 | [10 empty] | 0
0 | 0 | 0 | 0 | [10 empty] | 0
0 | 0 | 0 | 0 | [10 empty] | 0
0 | 0 | 0 | 0 | [10 empty] | 0
0 | 0 | 0 | 0 | [10 empty] | 0
0 | 0 | 0 | 0 | [10 empty] | 0
0 | 0 | 0 | 0 | [10 empty] | 0
0 | 0 | 0 | 0 | [10 empty] | 0
0 | 0 | 0 | 0 | [10 empty] | 0
0 | 0 | 0 | 0 | [10 empty] | 0
0 | 0 | 0 | 0 | [10 empty] | 0
0 | 0 | 0 | 0 | [10 empty] | 0
0 | 0 | 0 | 0 | [10 empty] | 0
0 | 0 | 0 | 0 | [10 empty] | 0
0 | 0 | 0 | 0 | [10 empty] | 0
0 | 0 | 0 | 0 | [10 empty] | 0
0 | 0 | 0 | 0 | [10 empty] | 0
0 | 0 | 0 | 0 | [10 empty] | 0
0 | 0 | 0 | 0 | [10 empty] | 0
0 | 0 | 0 | 0 | [10 empty] | 0
0 | 0 | 0 | 0 | [10 empty] | 0
0 | 0 | 0 | 0 | [10 empty] | 0
0 | 0 | 0 | 0 | [10 empty] | 0
0 | 0 | 0 | 0 | [10 empty] | 0
0 | 0 | 0 | 0 | [10 empty] | 0
0 | 0 | 0 | 0 | [10 empty] | 0
0 | 0 | 0 | 0 | [10 empty] | 0
0 | 0 | 0 | 0 | [10 empty] | 0
0 | 0 | 0 | 0 | [10 empty] | 0
0 | 0 | 0 | 0 | [10 empty] | 0
0 | 0 | 0 | 0 | [10 empty] | 0
0 | 0 | 0 | 0 | [10 empty] | 0
0 | 0 | 0 | 0 | [10 empty] | 0
0 | 0 | 0 | 0 | [10 empty] | 0
0 | 0 | 0 | 0 | [10 empty] | 0
0 | 0 | 0 | 0 | [10 empty] | 0
0 | 0 | 0 | 0 | [10 empty] | 0
0 | 0 | 0 | 0 | [10 empty] | 0
0 | 0 | 0 | 0 | [10 empty] | 0
0 | 0 | 0 | 0 | [10 empty] | 0
0 | 0 | 0 | 0 | [10 empty] | 0
0 | 0 | 0 | 0 | [10 empty] | 0
0 | 0 | 0 | 0 | [10 empty] | 0
0 | 0 | 0 | 0 | [10 empty] | 0
0 | 0 | 0 | 0 | [10 empty] | 0
0 | 0 | 0 | 0 | [10 empty] | 0
0 | 0 | 0 | 0 | [10 empty] | 0
0 | 0 | 0 | 0 | [10 empty] | 0
0 | 0 | 0 | 0 | [10 empty] | 0
0 | 0 | 0 | 0 | [10 empty] | 0
0 | 0 | 0 | 0 | [10 empty] | 0
0 | 0 | 0 | 0 | [10 empty] | 0
0 | 0 | 0 | 0 | [10 empty] | 0
0 | 0 | 0 | 0 | [10 empty] | 0
0 | 0 | 0 | 0 | [10 empty] | 0
0 | 0 | 0 | 0 | [10 empty] | 0
0 | 0 | 0 | 0 | [10 empty] | 0
0 | 0 | 0 | 0 | [10 empty] | 0
0 | 0 | 0 | 0 | [10 empty] | 0
0 | 0 | 0 | 0 | [10 empty] | 0
0 | 0 | 0 | 0 | [10 empty] | 0
0 | 0 | 0 | 0 | [10 empty] | 0
0 | 0 | 0 | 0 | [10 empty] | 0
0 | 0 | 0 | 0 | [10 empty] | 0
0 | 0 | 0 | 0 | [10 empty] | 0
0 | 0 | 0 | 0 | [10 empty] | 0
0 | 0 | 0 | 0 | [10 empty] | 0
0 | 0 | 0 | 0 | [10 empty] | 0
0 | 0 | 0 | 0 | [10 empty] | 0
0 | 0 | 0 | 0 | [10 empty] | 0
0 | 0 | 0 | 0 | [10 empty] | 0
0 | 0 | 0 | 0 | [10 empty] | 0
0 | 0 | 0 | 0 | [10 empty] | 0
0 | 0 | 0 | 0 | [10 empty] | 0
0 | 0 | 0 | 0 | [10 empty] | 0
0 | 0 | 0 | 0 | [10 empty] | 0
0 | 0 | 0 | 0 | [10 empty] | 0
0 | 0 | 0 | 0 | [10 empty] | 0
0 | 0 | 0 | 0 | [10 empty] | 0
0 | 0 | 0 | 0 | [10 empty] | 0
0 | 0 | 0 | 0 | [10 empty] | 0
0 | 0 | 0 | 0 | [10 empty] | 0
0 | 0 | 0 | 0 | [10 empty] | 0
0 | 0 | 0 | 0 | [10 empty] | 0
0 | 0 | 0 | 0 | [10 empty] | 0
0 | 0 | 0 | 0 | [10 empty] | 0
0 | 0 | 0 | 0 | [10 empty] | 0
0 | 0 | 0 | 0 | [10 empty] | 0
0 | 0 | 0 | 0 | [10 empty] | 0
0 | 0 | 0 | 0 | [10 empty] | 0
0 | 0 | 0 | 0 | [10 empty] | 0
0 | 0 | 0 | 0 | [10 empty] | 0
0 | 0 | 0 | 0 | [10 empty] | 0
0 | 0 | 0 | 0 | [10 empty] | 0
0 | 0 | 0 | 0 | [10 empty] | 0
0 | 0 | 0 | 0 | [10 empty] | 0
0 | 0 | 0 | 0 | [10 empty] | 0
0 | 0 | 0 | 0 | [10 empty] | 0
0 | 0 | 0 | 0 | [10 empty] | 0
0 | 0 | 0 | 0 | [10 empty] | 0
0 | 0 | 0 | 0 | [10 empty] | 0
0 | 0 | 0 | 0 | [10 empty] | 0
0 | 0 | 0 | 0 | [10 empty] | 0
0 | 0 | 0 | 0 | [10 empty] | 0
0 | 0 | 0 | 0 | [10 empty] | 0
0 | 0 | 0 | 0 | [10 empty] | 0
0 | 0 | 0 | 0 | [10 empty] | 0
0 | 0 | 0 | 0 | [10 empty] | 0
0 | 0 | 0 | 0 | [10 empty] | 0
0 | 0 | 0 | 0 | [10 empty] | 0
0 | 0 | 0 | 0 | [10 empty] | 0
0 | 0 | 0 | 0 | [10 empty] | 0
0 | 0 | 0 | 0 | [10 empty] | 0
0 | 0 | 0 | 0 | [10 empty] | 0
0 | 0 | 0 | 0 | [10 empty] | 0
0 | 0 | 0 | 0 | [10 empty] | 0
0 | 0 | 0 | 0 | [10 empty] | 0
0 | 0 | 0 | 0 | [10 empty] | 0
0 | 0 | 0 | 0 | [10 empty] | 0
0 | 0 | 0 | 0 | [10 empty] | 0
0 | 0 | 0 | 0 | [10 empty] | 0
0 | 0 | 0 | 0 | [10 empty] | 0
0 | 0 | 0 | 0 | [10 empty] | 0
0 | 0 | 0 | 0 | [10 empty] | 0
0 | 0 | 0 | 0 | [10 empty] | 0
0 | 0 | 0 | 0 | [10 empty] | 0
0 | 0 | 0 | 0 | [10 empty] | 0
0 | 0 | 0 | 0 | [10 empty] | 0
0 | 0 | 0 | 0 | [10 empty] | 0
0 | 0 | 0 | 0 | [10 empty] | 0
0 | 0 | 0 | 0 | [10 empty] | 0
0 | 0 | 0 | 0 | [10 empty] | 0
0 | 0 | 0 | 0 | [10 empty] | 0
0 | 0 | 0 | 0 | [10 empty] | 0
0 | 0 | 0 | 0 | [10 empty] | 0
0 | 0 | 0 | 0 | [10 empty] | 0
0 | 0 | 0 | 0 | [10 empty] | 0
0 | 0 | 0 | 0 | [10 empty] | 0
0 | 0 | 0 | 0 | [10 empty] | 0
0 | 0 | 0 | 0 | [10 empty] | 0
0 | 0 | 0 | 0 | [10 empty] | 0
0 | 0 | 0 | 0 | [10 empty] | 0
0 | 0 | 0 | 0 | [10 empty] | 0
0 | 0 | 0 | 0 | [10 empty] | 0
0 | 0 | 0 | 0 | [10 empty] | 0
0 | 0 | 0 | 0 | [10 empty] | 0
0 | 0 | 0 | 0 | [10 empty] | 0
0 | 0 | 0 | 0 | [10 empty] | 0
0 | 0 | 0 | 0 | [10 empty] | 0
0 | 0 | 0 | 0 | [10 empty] | 0
0 | 0 | 0 | 0 | [10 empty] | 0
0 | 0 | 0 | 0 | [10 empty] | 0
0 | 0 | 0 | 0 | [10 empty] | 0
0 | 0 | 0 | 0 | [10 empty] | 0
0 | 0 | 0 | 0 | [10 empty] | 0
0 | 0 | 0 | 0 | [10 empty] | 0
0 | 0 | 0 | 0 | [10 empty] | 0
0 | 0 | 0 | 0 | [10 empty] | 0
0 | 0 | 0 | 0 | [10 empty] | 0
0 | 0 | 0 | 0 | [10 empty] | 0
0 | 0 | 0 | 0 | [10 empty] | 0
0 | 0 | 0 | 0 | [10 empty] | 0
0 | 0 | 0 | 0 | [10 empty] | 0
0 | 0 | 0 | 0 | [10 empty] | 0
0 | 0 | 0 | 0 | [10 empty] | 0
0 | 0 | 0 | 0 | [10 empty] | 0
0 | 0 | 0 | 0 | [10 empty] | 0
0 | 0 | 0 | 0 | [10 empty] | 0
0 | 0 | 0 | 0 | [10 empty] | 0
0 | 0 | 0 | 0 | [10 empty] | 0
0 | 0 | 0 | 0 | [10 empty] | 0
0 | 0 | 0 | 0 | [10 empty] | 0
0 | 0 | 0 | 0 | [10 empty] | 0
0 | 0 | 0 | 0 | [10 empty] | 0
0 | 0 | 0 | 0 | [10 empty] | 0
0 | 0 | 0 | 0 | [10 empty] | 0
0 | 0 | 0 | 0 | [10 empty] | 0
0 | 0 | 0 | 0 | [10 empty] | 0
0 | 0 | 0 | 0 | [10 empty] | 0
0 | 0 | 0 | 0 | [10 empty] | 0
0 | 0 | 0 | 0 | [10 empty] | 0
0 | 0 | 0 | 0 | [10 empty] | 0
0 | 0 | 0 | 0 | [10 empty] | 0
0 | 0 | 0 | 0 | [10 empty] | 0
0 | 0 | 0 | 0 | [10 empty] | 0
0 | 0 | 0 | 0 | [10 empty] | 0
0 | 0 | 0 | 0 | [10 empty] | 0
0 | 0 | 0 | 0 | [10 empty] | 0
0 | 0 | 0 | 0 | [10 empty] | 0
0 | 0 | 0 | 0 | [10 empty] | 0
0 | 0 | 0 | 0 | [10 empty] | 0
0 | 0 | 0 | 0 | [10 empty] | 0
0 | 0 | 0 | 0 | [10 empty] | 0
0 | 0 | 0 | 0 | [10 empty] | 0
0 | 0 | 0 | 0 | [10 empty] | 0
0 | 0 | 0 | 0 | [10 empty] | 0
0 | 0 | 0 | 0 | [10 empty] | 0
0 | 0 | 0 | 0 | [10 empty] | 0
0 | 0 | 0 | 0 | [10 empty] | 0
0 | 0 | 0 | 0 | [10 empty] | 0
0 | 0 | 0 | 0 | [10 empty] | 0
0 | 0 | 0 | 0 | [10 empty] | 0
0 | 0 | 0 | 0 | [10 empty] | 0
0 | 0 | 0 | 0 | [10 empty] | 0
0 | 0 | 0 | 0 | [10 empty] | 0
0 | 0 | 0 | 0 | [10 empty] | 0
0 | 0 | 0 | 0 | [10 empty] | 0
0 | 0 | 0 | 0 | [10 empty] | 0
0 | 0 | 0 | 0 | [10 empty] | 0
0 | 0 | 0 | 0 | [10 empty] | 0
0 | 0 | 0 | 0 | [10 empty] | 0
0 | 0 | 0 | 0 | [10 empty] | 0
0 | 0 | 0 | 0 | [10 empty] | 0
0 | 0 | 0 | 0 | [10 empty] | 0
0 | 0 | 0 | 0 | [10 empty] | 0
0 | 0 | 0 | 0 | [10 empty] | 0
0 | 0 | 0 | 0 | [10 empty] | 0
0 | 0 | 0 | 0 | [10 empty] | 0
0 | 0 | 0 | 0 | [10 empty] | 0
0 | 0 | 0 | 0 | [10 empty] | 0
0 | 0 | 0 | 0 | [10 empty] | 0
0 | 0 | 0 | 0 | [10 empty] | 0
0 | 0 | 0 | 0 | [10 empty] | 0
0 | 0 | 0 | 0 | [10 empty] | 0
0 | 0 | 0 | 0 | [10 empty] | 0
0 | 0 | 0 | 0 | [10 empty] | 0
0 | 0 | 0 | 0 | [10 empty] | 0
0 | 0 | 0 | 0 | [10 empty] | 0
0 | 0 | 0 | 0 | [10 empty] | 0
0 | 0 | 0 | 0 | [10 empty] | 0
0 | 0 | 0 | 0 | [10 empty] | 0
0 | 0 | 0 | 0 | [10 empty] | 0
0 | 0 | 0 | 0 | [10 empty] | 0
0 | 0 | 0 | 0 | [10 empty] | 0
0 | 0 | 0 | 0 | [10 empty] | 0
0 | 0 | 0 | 0 | [10 empty] | 0
0 | 0 | 0 | 0 | [10 empty] | 0
0 | 0 | 0 | 0 | [10 empty] | 0
0 | 0 | 0 | 0 | [10 empty] | 0
0 | 0 | 0 | 0 | [10 empty] | 0
0 | 0 | 0 | 0 | [10 empty] | 0
0 | 0 | 0 | 0 | [10 empty] | 0
0 | 0 | 0 | 0 | [10 empty] | 0
0 | 0 | 0 | 0 | [10 empty] | 0
0 | 0 | 0 | 0 | [10 empty] | 0
0 | 0 | 0 | 0 | [10 empty] | 0
0 | 0 | 0 | 0 | [10 empty] | 0
0 | 0 | 0 | 0 | [10 empty] | 0
0 | 0 | 0 | 0 | [10 empty] | 0
0 | 0 | 0 | 0 | [10 empty] | 0
0 | 0 | 0 | 0 | [10 empty] | 0
0 | 0 | 0 | 0 | [10 empty] | 0
0 | 0 | 0 | 0 | [10 empty] | 0
0 | 0 | 0 | 0 | [10 empty] | 0
0 | 0 | 0 | 0 | [10 empty] | 0
0 | 0 | 0 | 0 | [10 empty] | 0
0 | 0 | 0 | 0 | [10 empty] | 0
0 | 0 | 0 | 0 | [10 empty] | 0
0 | 0 | 0 | 0 | [10 empty] | 0
0 | 0 | 0 | 0 | [10 empty] | 0
0 | 0 | 0 | 0 | [10 empty] | 0
0 | 0 | 0 | 0 | [10 empty] | 0
0 | 0 | 0 | 0 | [10 empty] | 0
0 | 0 | 0 | 0 | [10 empty] | 0
0 | 0 | 0 | 0 | [10 empty] | 0
0 | 0 | 0 | 0 | [10 empty] | 0
0 | 0 | 0 | 0 | [10 empty] | 0
0 | 0 | 0 | 0 | [10 empty] | 0
0 | 0 | 0 | 0 | [10 empty] | 0
0 | 0 | 0 | 0 | [10 empty] | 0
0 | 0 | 0 | 0 | [10 empty] | 0
0 | 0 | 0 | 0 | [10 empty] | 0
0 | 0 | 0 | 0 | [10 empty] | 0
0 | 0 | 0 | 0 | [10 empty] | 0
0 | 0 | 0 | 0 | [10 empty] | 0
0 | 0 | 0 | 0 | [10 empty] | 0
0 | 0 | 0 | 0 | [10 empty] | 0
0 | 0 | 0 | 0 | [10 empty] | 0
0 | 0 | 0 | 0 | [10 empty] | 0
0 | 0 | 0 | 0 | [10 empty] | 0
0 | 0 | 0 | 0 | [10 empty] | 0
0 | 0 | 0 | 0 | [10 empty] | 0
0 | 0 | 0 | 0 | [10 empty] | 0
0 | 0 | 0 | 0 | [10 empty] | 0
0 | 0 | 0 | 0 | [10 empty] | 0
0 | 0 | 0 | 0 | [10 empty] | 0
0 | 0 | 0 | 0 | [10 empty] | 0
0 | 0 | 0 | 0 | [10 empty] | 0
0 | 0 | 0 | 0 | [10 empty] | 0
0 | 0 | 0 | 0 | [10 empty] | 0
0 | 0 | 0 | 0 | [10 empty] | 0
0 | 0 | 0 | 0 | [10 empty] | 0
0 | 0 | 0 | 0 | [10 empty] | 0
0 | 0 | 0 | 0 | [10 empty] | 0
0 | 0 | 0 | 0 | [10 empty] | 0
0 | 0 | 0 | 0 | [10 empty] | 0
0 | 0 | 0 | 0 | [10 empty] | 0
0 | 0 | 0 | 0 | [10 empty] | 0
0 | 0 | 0 | 0 | [10 empty] | 0
0 | 0 | 0 | 0 | [10 empty] | 0
0 | 0 | 0 | 0 | [10 empty] | 0
0 | 0 | 0 | 0 | [10 empty] | 0
0 | 0 | 0 | 0 | [10 empty] | 0
0 | 0 | 0 | 0 | [10 empty] | 0
0 | 0 | 0 | 0 | [10 empty] | 0
0 | 0 | 0 | 0 | [10 empty] | 0
0 | 0 | 0 | 0 | [10 empty] | 0
0 | 0 | 0 | 0 | [10 empty] | 0
0 | 0 | 0 | 0 | [10 empty] | 0
0 | 0 | 0 | 0 | [10 empty] | 0
0 | 0 | 0 | 0 | [10 empty] | 0
0 | 0 | 0 | 0 | [10 empty] | 0
0 | 0 | 0 | 0 | [10 empty] | 0
0 | 0 | 0 | 0 | [10 empty] | 0
0 | 0 | 0 | 0 | [10 empty] | 0
0 | 0 | 0 | 0 | [10 empty] | 0
0 | 0 | 0 | 0 | [10 empty] | 0
0 | 0 | 0 | 0 | [10 empty] | 0
0 | 0 | 0 | 0 | [10 empty] | 0
0 | 0 | 0 | 0 | [10 empty] | 0
0 | 0 | 0 | 0 | [10 empty] | 0
0 | 0 | 0 | 0 | [10 empty] | 0
0 | 0 | 0 | 0 | [10 empty] | 0
0 | 0 | 0 | 0 | [10 empty] | 0
0 | 0 | 0 | 0 | [10 empty] | 0
0 | 0 | 0 | 0 | [10 empty] | 0
0 | 0 | 0 | 0 | [10 empty] | 0
0 | 0 | 0 | 0 | [10 empty] | 0
0 | 0 | 0 | 0 | [10 empty] | 0
0 | 0 | 0 | 0 | [10 empty] | 0
0 | 0 | 0 | 0 | [10 empty] | 0
0 | 0 | 0 | 0 | [10 empty] | 0
0 | 0 | 0 | 0 | [10 empty] | 0
0 | 0 | 0 | 0 | [10 empty] | 0
0 | 0 | 0 | 0 | [10 empty] | 0
0 | 0 | 0 | 0 | [10 empty] | 0
0 | 0 | 0 | 0 | [10 empty] | 0
0 | 0 | 0 | 0 | [10 empty] | 0
0 | 0 | 0 | 0 | [10 empty] | 0
0 | 0 | 0 | 0 | [10 empty] | 0
0 | 0 | 0 | 0 | [10 empty] | 0
0 | 0 | 0 | 0 | [10 empty] | 0
0 | 0 | 0 | 0 | [10 empty] | 0
0 | 0 | 0 | 0 | [10 empty] | 0
0 | 0 | 0 | 0 | [10 empty] | 0
0 | 0 | 0 | 0 | [10 empty] | 0
0 | 0 | 0 | 0 | [10 empty] | 0
0 | 0 | 0 | 0 | [10 empty] | 0
0 | 0 | 0 | 0 | [10 empty] | 0
0 | 0 | 0 | 0 | [10 empty] | 0
0 | 0 | 0 | 0 | [10 empty] | 0
0 | 0 | 0 | 0 | [10 empty] | 0
0 | 0 | 0 | 0 | [10 empty] | 0
0 | 0 | 0 | 0 | [10 empty] | 0
0 | 0 | 0 | 0 | [10 empty] | 0
0 | 0 | 0 | 0 | [10 empty] | 0
0 | 0 | 0 | 0 | [10 empty] | 0
0 | 0 | 0 | 0 | [10 empty] | 0
0 | 0 | 0 | 0 | [10 empty] | 0
0 | 0 | 0 | 0 | [10 empty] | 0
0 | 0 | 0 | 0 | [10 empty] | 0
0 | 0 | 0 | 0 | [10 empty] | 0
0 | 0 | 0 | 0 | [10 empty] | 0
0 | 0 | 0 | 0 | [10 empty] | 0
0 | 0 | 0 | 0 | [10 empty] | 0
0 | 0 | 0 | 0 | [10 empty] | 0
0 | 0 | 0 | 0 | [10 empty] | 0
0 | 0 | 0 | 0 | [10 empty] | 0
0 | 0 | 0 | 0 | [10 empty] | 0
0 | 0 | 0 | 0 | [10 empty] | 0
0 | 0 | 0 | 0 | [10 empty] | 0
0 | 0 | 0 | 0 | [10 empty] | 0
0 | 0 | 0 | 0 | [10 empty] | 0
0 | 0 | 0 | 0 | [10 empty] | 0
0 | 0 | 0 | 0 | [10 empty] | 0
0 | 0 | 0 | 0 | [10 empty] | 0
0 | 0 | 0 | 0 | [10 empty] | 0
0 | 0 | 0 | 0 | [10 empty] | 0
0 | 0 | 0 | 0 | [10 empty] | 0
0 | 0 | 0 | 0 | [10 empty] | 0
0 | 0 | 0 | 0 | [10 empty] | 0
0 | 0 | 0 | 0 | [10 empty] | 0
0 | 0 | 0 | 0 | [10 empty] | 0
0 | 0 | 0 | 0 | [10 empty] | 0
0 | 0 | 0 | 0 | [10 empty] | 0
0 | 0 | 0 | 0 | [10 empty] | 0
0 | 0 | 0 | 0 | [10 empty] | 0
0 | 0 | 0 | 0 | [10 empty] | 0
0 | 0 | 0 | 0 | [10 empty] | 0
0 | 0 | 0 | 0 | [10 empty] | 0
0 | 0 | 0 | 0 | [10 empty] | 0
0 | 0 | 0 | 0 | [10 empty] | 0
0 | 0 | 0 | 0 | [10 empty] | 0
0 | 0 | 0 | 0 | [10 empty] | 0
0 | 0 | 0 | 0 | [10 empty] | 0
0 | 0 | 0 | 0 | [10 empty] | 0
0 | 0 | 0 | 0 | [10 empty] | 0
0 | 0 | 0 | 0 | [10 empty] | 0
0 | 0 | 0 | 0 | [10 empty] | 0
0 | 0 | 0 | 0 | [10 empty] | 0
0 | 0 | 0 | 0 | [10 empty] | 0
0 | 0 | 0 | 0 | [10 empty] | 0
0 | 0 | 0 | 0 | [10 empty] | 0
0 | 0 | 0 | 0 | [10 empty] | 0
0 | 0 | 0 | 0 | [10 empty] | 0
0 | 0 | 0 | 0 | [10 empty] | 0
0 | 0 | 0 | 0 | [10 empty] | 0
0 | 0 | 0 | 0 | [10 empty] | 0
0 | 0 | 0 | 0 | [10 empty] | 0
0 | 0 | 0 | 0 | [10 empty] | 0
0 | 0 | 0 | 0 | [10 empty] | 0
0 | 0 | 0 | 0 | [10 empty] | 0
0 | 0 | 0 | 0 | [10 empty] | 0
0 | 0 | 0 | 0 | [10 empty] | 0
0 | 0 | 0 | 0 | [10 empty] | 0
0 | 0 | 0 | 0 | [10 empty] | 0
0 | 0 | 0 | 0 | [10 empty] | 0
0 | 0 | 0 | 0 | [10 empty] | 0
0 | 0 | 0 | 0 | [10 empty] | 0
0 | 0 | 0 | 0 | [10 empty] | 0
0 | 0 | 0 | 0 | [10 empty] | 0
0 | 0 | 0 | 0 | [10 empty] | 0
0 | 0 | 0 | 0 | [10 empty] | 0
0 | 0 | 0 | 0 | [10 empty] | 0
0 | 0 | 0 | 0 | [10 empty] | 0
0 | 0 | 0 | 0 | [10 empty] | 0
0 | 0 | 0 | 0 | [10 empty] | 0
0 | 0 | 0 | 0 | [10 empty] | 0
0 | 0 | 0 | 0 | [10 empty] | 0
0 | 0 | 0 | 0 | [10 empty] | 0
0 | 0 | 0 | 0 | [10 empty] | 0
0 | 0 | 0 | 0 | [10 empty] | 0
0 | 0 | 0 | 0 | [10 empty] | 0
0 | 0 | 0 | 0 | [10 empty] | 0
0 | 0 | 0 | 0 | [10 empty] | 0
0 | 0 | 0 | 0 | [10 empty] | 0
0 | 0 | 0 | 0 | [10 empty] | 0
0 | 0 | 0 | 0 | [10 empty] | 0
0 | 0 | 0 | 0 | [10 empty] | 0
0 | 0 | 0 | 0 | [10 empty] | 0
0 | 0 | 0 | 0 | [10 empty] | 0
0 | 0 | 0 | 0 | [10 empty] | 0
0 | 0 | 0 | 0 | [10 empty] | 0
0 | 0 | 0 | 0 | [10 empty] | 0
0 | 0 | 0 | 0 | [10 empty] | 0
0 | 0 | 0 | 0 | [10 empty] | 0
0 | 0 | 0 | 0 | [10 empty] | 0
0 | 0 | 0 | 0 | [10 empty] | 0
0 | 0 | 0 | 0 | [10 empty] | 0
0 | 0 | 0 | 0 | [10 empty] | 0
0 | 0 | 0 | 0 | [10 empty] | 0
0 | 0 | 0 | 0 | [10 empty] | 0
0 | 0 | 0 | 0 | [10 empty] | 0
0 | 0 | 0 | 0 | [10 empty] | 0
0 | 0 | 0 | 0 | [10 empty] | 0
0 | 0 | 0 | 0 | [10 empty] | 0
0 | 0 | 0 | 0 | [10 empty] | 0
0 | 0 | 0 | 0 | [10 empty] | 0
0 | 0 | 0 | 0 | [10 empty] | 0
0 | 0 | 0 | 0 | [10 empty] | 0
0 | 0 | 0 | 0 | [10 empty] | 0
0 | 0 | 0 | 0 | [10 empty] | 0
0 | 0 | 0 | 0 | [10 empty] | 0
0 | 0 | 0 | 0 | [10 empty] | 0
0 | 0 | 0 | 0 | [10 empty] | 0
0 | 0 | 0 | 0 | [10 empty] | 0
0 | 0 | 0 | 0 | [10 empty] | 0
0 | 0 | 0 | 0 | [10 empty] | 0
0 | 0 | 0 | 0 | [10 empty] | 0
0 | 0 | 0 | 0 | [10 empty] | 0
0 | 0 | 0 | 0 | [10 empty] | 0
0 | 0 | 0 | 0 | [10 empty] | 0
0 | 0 | 0 | 0 | [10 empty] | 0
0 | 0 | 0 | 0 | [10 empty] | 0
0 | 0 | 0 | 0 | [10 empty] | 0
0 | 0 | 0 | 0 | [10 empty] | 0
0 | 0 | 0 | 0 | [10 empty] | 0
0 | 0 | 0 | 0 | [10 empty] | 0
0 | 0 | 0 | 0 | [10 empty] | 0
0 | 0 | 0 | 0 | [10 empty] | 0
0 | 0 | 0 | 0 | [10 empty] | 0
0 | 0 | 0 | 0 | [10 empty] | 0
0 | 0 | 0 | 0 | [10 empty] | 0
0 | 0 | 0 | 0 | [10 empty] | 0
0 | 0 | 0 | 0 | [10 empty] | 0
0 | 0 | 0 | 0 | [10 empty] | 0
0 | 0 | 0 | 0 | [10 empty] | 0
0 | 0 | 0 | 0 | [10 empty] | 0
0 | 0 | 0 | 0 | [10 empty] | 0
0 | 0 | 0 | 0 | [10 empty] | 0
0 | 0 | 0 | 0 | [10 empty] | 0
0 | 0 | 0 | 0 | [10 empty] | 0
0 | 0 | 0 | 0 | [10 empty] | 0
0 | 0 | 0 | 0 | [10 empty] | 0
0 | 0 | 0 | 0 | [10 empty] | 0
0 | 0 | 0 | 0 | [10 empty] | 0
0 | 0 | 0 | 0 | [10 empty] | 0
0 | 0 | 0 | 0 | [10 empty] | 0
0 | 0 | 0 | 0 | [10 empty] | 0
0 | 0 | 0 | 0 | [10 empty] | 0
0 | 0 | 0 | 0 | [10 empty] | 0
0 | 0 | 0 | 0 | [10 empty] | 0
0 | 0 | 0 | 0 | [10 empty] | 0
0 | 0 | 0 | 0 | [10 empty] | 0
0 | 0 | 0 | 0 | [10 empty] | 0
0 | 0 | 0 | 0 | [10 empty] | 0
0 | 0 | 0 | 0 | [10 empty] | 0
0 | 0 | 0 | 0 | [10 empty] | 0
0 | 0 | 0 | 0 | [10 empty] | 0
0 | 0 | 0 | 0 | [10 empty] | 0
0 | 0 | 0 | 0 | [10 empty] | 0
0 | 0 | 0 | 0 | [10 empty] | 0
0 | 0 | 0 | 0 | [10 empty] | 0
0 | 0 | 0 | 0 | [10 empty] | 0
0 | 0 | 0 | 0 | [10 empty] | 0
0 | 0 | 0 | 0 | [10 empty] | 0
0 | 0 | 0 | 0 | [10 empty] | 0
0 | 0 | 0 | 0 | [10 empty] | 0
0 | 0 | 0 | 0 | [10 empty] | 0
0 | 0 | 0 | 0 | [10 empty] | 0
0 | 0 | 0 | 0 | [10 empty] | 0
0 | 0 | 0 | 0 | [10 empty] | 0
0 | 0 | 0 | 0 | [10 empty] | 0
0 | 0 | 0 | 0 | [10 empty] | 0
0 | 0 | 0 | 0 | [10 empty] | 0
0 | 0 | 0 | 0 | [10 empty] | 0
0 | 0 | 0 | 0 | [10 empty] | 0
0 | 0 | 0 | 0 | [10 empty] | 0
0 | 0 | 0 | 0 | [10 empty] | 0
0 | 0 | 0 | 0 | [10 empty] | 0
0 | 0 | 0 | 0 | [10 empty] | 0
0 | 0 | 0 | 0 | [10 empty] | 0
0 | 0 | 0 | 0 | [10 empty] | 0
0 | 0 | 0 | 0 | [10 empty] | 0
0 | 0 | 0 | 0 | [10 empty] | 0
0 | 0 | 0 | 0 | [10 empty] | 0
0 | 0 | 0 | 0 | [10 empty] | 0
0 | 0 | 0 | 0 | [10 empty] | 0
0 | 0 | 0 | 0 | [10 empty] | 0
0 | 0 | 0 | 0 | [10 empty] | 0
0 | 0 | 0 | 0 | [10 empty] | 0
0 | 0 | 0 | 0 | [10 empty] | 0
0 | 0 | 0 | 0 | [10 empty] | 0
0 | 0 | 0 | 0 | [10 empty] | 0
0 | 0 | 0 | 0 | [10 empty] | 0
0 | 0 | 0 | 0 | [10 empty] | 0
0 | 0 | 0 | 0 | [10 empty] | 0
0 | 0 | 0 | 0 | [10 empty] | 0
0 | 0 | 0 | 0 | [10 empty] | 0
0 | 0 | 0 | 0 | [10 empty] | 0
0 | 0 | 0 | 0 | [10 empty] | 0
0 | 0 | 0 | 0 | [10 empty] | 0
0 | 0 | 0 | 0 | [10 empty] | 0
0 | 0 | 0 | 0 | [10 empty] | 0
0 | 0 | 0 | 0 | [10 empty] | 0
0 | 0 | 0 | 0 | [10 empty] | 0
0 | 0 | 0 | 0 | [10 empty] | 0
0 | 0 | 0 | 0 | [10 empty] | 0
0 | 0 | 0 | 0 | [10 empty] | 0
0 | 0 | 0 | 0 | [10 empty] | 0
0 | 0 | 0 | 0 | [10 empty] | 0
0 | 0 | 0 | 0 | [10 empty] | 0
0 | 0 | 0 | 0 | [10 empty] | 0
0 | 0 | 0 | 0 | [10 empty] | 0
0 | 0 | 0 | 0 | [10 empty] | 0
0 | 0 | 0 | 0 | [10 empty] | 0
0 | 0 | 0 | 0 | [10 empty] | 0
0 | 0 | 0 | 0 | [10 empty] | 0
0 | 0 | 0 | 0 | [10 empty] | 0
0 | 0 | 0 | 0 | [10 empty] | 0
0 | 0 | 0 | 0 | [10 empty] | 0
0 | 0 | 0 | 0 | [10 empty] | 0
0 | 0 | 0 | 0 | [10 empty] | 0
0 | 0 | 0 | 0 | [10 empty] | 0
0 | 0 | 0 | 0 | [10 empty] | 0
0 | 0 | 0 | 0 | [10 empty] | 0
0 | 0 | 0 | 0 | [10 empty] | 0
0 | 0 | 0 | 0 | [10 empty] | 0
0 | 0 | 0 | 0 | [10 empty] | 0
0 | 0 | 0 | 0 | [10 empty] | 0
0 | 0 | 0 | 0 | [10 empty] | 0
0 | 0 | 0 | 0 | [10 empty] | 0
0 | 0 | 0 | 0 | [10 empty] | 0
0 | 0 | 0 | 0 | [10 empty] | 0
0 | 0 | 0 | 0 | [10 empty] | 0
0 | 0 | 0 | 0 | [10 empty] | 0
0 | 0 | 0 | 0 | [10 empty] | 0
0 | 0 | 0 | 0 | [10 empty] | 0
0 | 0 | 0 | 0 | [10 empty] | 0
0 | 0 | 0 | 0 | [10 empty] | 0
0 | 0 | 0 | 0 | [10 empty] | 0
0 | 0 | 0 | 0 | [10 empty] | 0
0 | 0 | 0 | 0 | [10 empty] | 0
0 | 0 | 0 | 0 | [10 empty] | 0
0 | 0 | 0 | 0 | [10 empty] | 0
0 | 0 | 0 | 0 | [10 empty] | 0
0 | 0 | 0 | 0 | [10 empty] | 0
0 | 0 | 0 | 0 | [10 empty] | 0
0 | 0 | 0 | 0 | [10 empty] | 0
0 | 0 | 0 | 0 | [10 empty] | 0
0 | 0 | 0 | 0 | [10 empty] | 0
0 | 0 | 0 | 0 | [10 empty] | 0
0 | 0 | 0 | 0 | [10 empty] | 0
0 | 0 | 0 | 0 | [10 empty] | 0
0 | 0 | 0 | 0 | [10 empty] | 0
0 | 0 | 0 | 0 | [10 empty] | 0
0 | 0 | 0 | 0 | [10 empty] | 0
0 | 0 | 0 | 0 | [10 empty] | 0
0 | 0 | 0 | 0 | [10 empty] | 0
0 | 0 | 0 | 0 | [10 empty] | 0
0 | 0 | 0 | 0 | [10 empty] | 0
0 | 0 | 0 | 0 | [10 empty] | 0
0 | 0 | 0 | 0 | [10 empty] | 0
0 | 0 | 0 | 0 | [10 empty] | 0
0 | 0 | 0 | 0 | [10 empty] | 0
0 | 0 | 0 | 0 | [10 empty] | 0
0 | 0 | 0 | 0 | [10 empty] | 0
0 | 0 | 0 | 0 | [10 empty] | 0
0 | 0 | 0 | 0 | [10 empty] | 0
0 | 0 | 0 | 0 | [10 empty] | 0
0 | 0 | 0 | 0 | [10 empty] | 0
0 | 0 | 0 | 0 | [10 empty] | 0
0 | 0 | 0 | 0 | [10 empty] | 0
0 | 0 | 0 | 0 | [10 empty] | 0
0 | 0 | 0 | 0 | [10 empty] | 0
0 | 0 | 0 | 0 | [10 empty] | 0
0 | 0 | 0 | 0 | [10 empty] | 0
0 | 0 | 0 | 0 | [10 empty] | 0
0 | 0 | 0 | 0 | [10 empty] | 0
0 | 0 | 0 | 0 | [10 empty] | 0
0 | 0 | 0 | 0 | [10 empty] | 0
0 | 0 | 0 | 0 | [10 empty] | 0
0 | 0 | 0 | 0 | [10 empty] | 0
0 | 0 | 0 | 0 | [10 empty] | 0
0 | 0 | 0 | 0 | [10 empty] | 0
0 | 0 | 0 | 0 | [10 empty] | 0
0 | 0 | 0 | 0 | [10 empty] | 0
0 | 0 | 0 | 0 | [10 empty] | 0
0 | 0 | 0 | 0 | [10 empty] | 0
0 | 0 | 0 | 0 | [10 empty] | 0
0 | 0 | 0 | 0 | [10 empty] | 0
0 | 0 | 0 | 0 | [10 empty] | 0
0 | 0 | 0 | 0 | [10 empty] | 0
0 | 0 | 0 | 0 | [10 empty] | 0
0 | 0 | 0 | 0 | [10 empty] | 0
0 | 0 | 0 | 0 | [10 empty] | 0
0 | 0 | 0 | 0 | [10 empty] | 0
0 | 0 | 0 | 0 | [10 empty] | 0
0 | 0 | 0 | 0 | [10 empty] | 0
0 | 0 | 0 | 0 | [10 empty] | 0
0 | 0 | 0 | 0 | [10 empty] | 0
0 | 0 | 0 | 0 | [10 empty] | 0
0 | 0 | 0 | 0 | [10 empty] | 0
0 | 0 | 0 | 0 | [10 empty] | 0
0 | 0 | 0 | 0 | [10 empty] | 0
0 | 0 | 0 | 0 | [10 empty] | 0
0 | 0 | 0 | 0 | [10 empty] | 0
0 | 0 | 0 | 0 | [10 empty] | 0
0 | 0 | 0 | 0 | [10 empty] | 0
0 | 0 | 0 | 0 | [10 empty] | 0
0 | 0 | 0 | 0 | [10 empty] | 0
0 | 0 | 0 | 0 | [10 empty] | 0
0 | 0 | 0 | 0 | [10 empty] | 0
0 | 0 | 0 | 0 | [10 empty] | 0
0 | 0 | 0 | 0 | [10 empty] | 0
0 | 0 | 0 | 0 | [10 empty] | 0
0 | 0 | 0 | 0 | [10 empty] | 0
0 | 0 | 0 | 0 | [10 empty] | 0
0 | 0 | 0 | 0 | [10 empty] | 0
0 | 0 | 0 | 0 | [10 empty] | 0
0 | 0 | 0 | 0 | [10 empty] | 0
0 | 0 | 0 | 0 | [10 empty] | 0
0 | 0 | 0 | 0 | [10 empty] | 0
0 | 0 | 0 | 0 | [10 empty] | 0
0 | 0 | 0 | 0 | [10 empty] | 0
0 | 0 | 0 | 0 | [10 empty] | 0
0 | 0 | 0 | 0 | [10 empty] | 0
0 | 0 | 0 | 0 | [10 empty] | 0
0 | 0 | 0 | 0 | [10 empty] | 0
0 | 0 | 0 | 0 | [10 empty] | 0
0 | 0 | 0 | 0 | [10 empty] | 0
0 | 0 | 0 | 0 | [10 empty] | 0
0 | 0 | 0 | 0 | [10 empty] | 0
0 | 0 | 0 | 0 | [10 empty] | 0
0 | 0 | 0 | 0 | [10 empty] | 0
0 | 0 | 0 | 0 | [10 empty] | 0
0 | 0 | 0 | 0 | [10 empty] | 0
0 | 0 | 0 | 0 | [10 empty] | 0
0 | 0 | 0 | 0 | [10 empty] | 0
0 | 0 | 0 | 0 | [10 empty] | 0
0 | 0 | 0 | 0 | [10 empty] | 0
0 | 0 | 0 | 0 | [10 empty] | 0
0 | 0 | 0 | 0 | [10 empty] | 0
0 | 0 | 0 | 0 | [10 empty] | 0
0 | 0 | 0 | 0 | [10 empty] | 0
0 | 0 | 0 | 0 | [10 empty] | 0
0 | 0 | 0 | 0 | [10 empty] | 0
0 | 0 | 0 | 0 | [10 empty] | 0
0 | 0 | 0 | 0 | [10 empty] | 0
0 | 0 | 0 | 0 | [10 empty] | 0
0 | 0 | 0 | 0 | [10 empty] | 0
0 | 0 | 0 | 0 | [10 empty] | 0
0 | 0 | 0 | 0 | [10 empty] | 0
0 | 0 | 0 | 0 | [10 empty] | 0
0 | 0 | 0 | 0 | [10 empty] | 0
0 | 0 | 0 | 0 | [10 empty] | 0
0 | 0 | 0 | 0 | [10 empty] | 0
0 | 0 | 0 | 0 | [10 empty] | 0
0 | 0 | 0 | 0 | [10 empty] | 0
0 | 0 | 0 | 0 | [10 empty] | 0
0 | 0 | 0 | 0 | [10 empty] | 0
0 | 0 | 0 | 0 | [10 empty] | 0
0 | 0 | 0 | 0 | [10 empty] | 0
0 | 0 | 0 | 0 | [10 empty] | 0
0 | 0 | 0 | 0 | [10 empty] | 0
0 | 0 | 0 | 0 | [10 empty] | 0
0 | 0 | 0 | 0 | [10 empty] | 0
0 | 0 | 0 | 0 | [10 empty] | 0
0 | 0 | 0 | 0 | [10 empty] | 0
0 | 0 | 0 | 0 | [10 empty] | 0
0 | 0 | 0 | 0 | [10 empty] | 0
0 | 0 | 0 | 0 | [10 empty] | 0
0 | 0 | 0 | 0 | [10 empty] | 0
0 | 0 | 0 | 0 | [10 empty] | 0
0 | 0 | 0 | 0 | [10 empty] | 0
0 | 0 | 0 | 0 | [10 empty] | 0
0 | 0 | 0 | 0 | [10 empty] | 0
0 | 0 | 0 | 0 | [10 empty] | 0
0 | 0 | 0 | 0 | [10 empty] | 0
0 | 0 | 0 | 0 | [10 empty] | 0
0 | 0 | 0 | 0 | [10 empty] | 0
0 | 0 | 0 | 0 | [10 empty] | 0
0 | 0 | 0 | 0 | [10 empty] | 0
0 | 0 | 0 | 0 | [10 empty] | 0
0 | 0 | 0 | 0 | [10 empty] | 0
0 | 0 | 0 | 0 | [10 empty] | 0
0 | 0 | 0 | 0 | [10 empty] | 0
0 | 0 | 0 | 0 | [10 empty] | 0
0 | 0 | 0 | 0 | [10 empty] | 0
0 | 0 | 0 | 0 | [10 empty] | 0
0 | 0 | 0 | 0 | [10 empty] | 0
0 | 0 | 0 | 0 | [10 empty] | 0
0 | 0 | 0 | 0 | [10 empty] | 0
0 | 0 | 0 | 0 | [10 empty] | 0
0 | 0 | 0 | 0 | [10 empty] | 0
0 | 0 | 0 | 0 | [10 empty] | 0
0 | 0 | 0 | 0 | [10 empty] | 0
0 | 0 | 0 | 0 | [10 empty] | 0
0 | 0 | 0 | 0 | [10 empty] | 0
0 | 0 | 0 | 0 | [10 empty] | 0
0 | 0 | 0 | 0 | [10 empty] | 0
0 | 0 | 0 | 0 | [10 empty] | 0
0 | 0 | 0 | 0 | [10 empty] | 0
0 | 0 | 0 | 0 | [10 empty] | 0
0 | 0 | 0 | 0 | [10 empty] | 0
0 | 0 | 0 | 0 | [10 empty] | 0
0 | 0 | 0 | 0 | [10 empty] | 0
0 | 0 | 0 | 0 | [10 empty] | 0
0 | 0 | 0 | 0 | [10 empty] | 0
0 | 0 | 0 | 0 | [10 empty] | 0
0 | 0 | 0 | 0 | [10 empty] | 0
0 | 0 | 0 | 0 | [10 empty] | 0
0 | 0 | 0 | 0 | [10 empty] | 0
0 | 0 | 0 | 0 | [10 empty] | 0
0 | 0 | 0 | 0 | [10 empty] | 0
0 | 0 | 0 | 0 | [10 empty] | 0
0 | 0 | 0 | 0 | [10 empty] | 0
0 | 0 | 0 | 0 | [10 empty] | 0
0 | 0 | 0 | 0 | [10 empty] | 0
0 | 0 | 0 | 0 | [10 empty] | 0
0 | 0 | 0 | 0 | [10 empty] | 0
0 | 0 | 0 | 0 | [10 empty] | 0
0 | 0 | 0 | 0 | [10 empty] | 0
0 | 0 | 0 | 0 | [10 empty] | 0
0 | 0 | 0 | 0 | [10 empty] | 0
0 | 0 | 0 | 0 | [10 empty] | 0
0 | 0 | 0 | 0 | [10 empty] | 0
0 | 0 | 0 | 0 | [10 empty] | 0
0 | 0 | 0 | 0 | [10 empty] | 0
0 | 0 | 0 | 0 | [10 empty] | 0
0 | 0 | 0 | 0 | [10 empty] | 0
0 | 0 | 0 | 0 | [10 empty] | 0
0 | 0 | 0 | 0 | [10 empty] | 0
0 | 0 | 0 | 0 | [10 empty] | 0
0 | 0 | 0 | 0 | [10 empty] | 0
0 | 0 | 0 | 0 | [10 empty] | 0
0 | 0 | 0 | 0 | [10 empty] | 0
0 | 0 | 0 | 0 | [10 empty] | 0
0 | 0 | 0 | 0 | [10 empty] | 0
0 | 0 | 0 | 0 | [10 empty] | 0
0 | 0 | 0 | 0 | [10 empty] | 0
0 | 0 | 0 | 0 | [10 empty] | 0
0 | 0 | 0 | 0 | [10 empty] | 0
0 | 0 | 0 | 0 | [10 empty] | 0
0 | 0 | 0 | 0 | [10 empty] | 0
0 | 0 | 0 | 0 | [10 empty] | 0
0 | 0 | 0 | 0 | [10 empty] | 0
0 | 0 | 0 | 0 | [10 empty] | 0
0 | 0 | 0 | 0 | [10 empty] | 0
0 | 0 | 0 | 0 | [10 empty] | 0
0 | 0 | 0 | 0 | [10 empty] | 0
0 | 0 | 0 | 0 | [10 empty] | 0
0 | 0 | 0 | 0 | [10 empty] | 0
0 | 0 | 0 | 0 | [10 empty] | 0
0 | 0 | 0 | 0 | [10 empty] | 0
0 | 0 | 0 | 0 | [10 empty] | 0
0 | 0 | 0 | 0 | [10 empty] | 0
0 | 0 | 0 | 0 | [10 empty] | 0
0 | 0 | 0 | 0 | [10 empty] | 0
0 | 0 | 0 | 0 | [10 empty] | 0
0 | 0 | 0 | 0 | [10 empty] | 0
0 | 0 | 0 | 0 | [10 empty] | 0
0 | 0 | 0 | 0 | [10 empty] | 0
0 | 0 | 0 | 0 | [10 empty] | 0
0 | 0 | 0 | 0 | [10 empty] | 0
0 | 0 | 0 | 0 | [10 empty] | 0
0 | 0 | 0 | 0 | [10 empty] | 0
0 | 0 | 0 | 0 | [10 empty] | 0
0 | 0 | 0 | 0 | [10 empty] | 0
0 | 0 | 0 | 0 | [10 empty] | 0
0 | 0 | 0 | 0 | [10 empty] | 0
0 | 0 | 0 | 0 | [10 empty] | 0
0 | 0 | 0 | 0 | [10 empty] | 0
0 | 0 | 0 | 0 | [10 empty] | 0
0 | 0 | 0 | 0 | [10 empty] | 0
0 | 0 | 0 | 0 | [10 empty] | 0
0 | 0 | 0 | 0 | [10 empty] | 0
0 | 0 | 0 | 0 | [10 empty] | 0
0 | 0 | 0 | 0 | [10 empty] | 0
0 | 0 | 0 | 0 | [10 empty] | 0
0 | 0 | 0 | 0 | [10 empty] | 0
0 | 0 | 0 | 0 | [10 empty] | 0
0 | 0 | 0 | 0 | [10 empty] | 0
0 | 0 | 0 | 0 | [10 empty] | 0
0 | 0 | 0 | 0 | [10 empty] | 0
0 | 0 | 0 | 0 | [10 empty] | 0
0 | 0 | 0 | 0 | [10 empty] | 0
0 | 0 | 0 | 0 | [10 empty] | 0
0 | 0 | 0 | 0 | [10 empty] | 0
0 | 0 | 0 | 0 | [10 empty] | 0
0 | 0 | 0 | 0 | [10 empty] | 0
0 | 0 | 0 | 0 | [10 empty] | 0
0 | 0 | 0 | 0 | [10 empty] | 0
0 | 0 | 0 | 0 | [10 empty] | 0
0 | 0 | 0 | 0 | [10 empty] | 0
0 | 0 | 0 | 0 | [10 empty] | 0
0 | 0 | 0 | 0 | [10 empty] | 0
0 | 0 | 0 | 0 | [10 empty] | 0
0 | 0 | 0 | 0 | [10 empty] | 0
0 | 0 | 0 | 0 | [10 empty] | 0
0 | 0 | 0 | 0 | [10 empty] | 0
0 | 0 | 0 | 0 | [10 empty] | 0
0 | 0 | 0 | 0 | [10 empty] | 0
0 | 0 | 0 | 0 | [10 empty] | 0
0 | 0 | 0 | 0 | [10 empty] | 0
0 | 0 | 0 | 0 | [10 empty] | 0
0 | 0 | 0 | 0 | [10 empty] | 0
0 | 0 | 0 | 0 | [10 empty] | 0
0 | 0 | 0 | 0 | [10 empty] | 0
0 | 0 | 0 | 0 | [10 empty] | 0
0 | 0 | 0 | 0 | [10 empty] | 0
0 | 0 | 0 | 0 | [10 empty] | 0
0 | 0 | 0 | 0 | [10 empty] | 0
0 | 0 | 0 | 0 | [10 empty] | 0
0 | 0 | 0 | 0 | [10 empty] | 0
0 | 0 | 0 | 0 | [10 empty] | 0
0 | 0 | 0 | 0 | [10 empty] | 0
0 | 0 | 0 | 0 | [10 empty] | 0
0 | 0 | 0 | 0 | [10 empty] | 0
0 | 0 | 0 | 0 | [10 empty] | 0
0 | 0 | 0 | 0 | [10 empty] | 0
0 | 0 | 0 | 0 | [10 empty] | 0
0 | 0 | 0 | 0 | [10 empty] | 0
0 | 0 | 0 | 0 | [10 empty] | 0
0 | 0 | 0 | 0 | [10 empty] | 0
0 | 0 | 0 | 0 | [10 empty] | 0
0 | 0 | 0 | 0 | [10 empty] | 0
0 | 0 | 0 | 0 | [10 empty] | 0
0 | 0 | 0 | 0 | [10 empty] | 0
0 | 0 | 0 | 0 | [10 empty] | 0
0 | 0 | 0 | 0 | [10 empty] | 0
0 | 0 | 0 | 0 | [10 empty] | 0
0 | 0 | 0 | 0 | [10 empty] | 0
0 | 0 | 0 | 0 | [10 empty] | 0
0 | 0 | 0 | 0 | [10 empty] | 0
0 | 0 | 0 | 0 | [10 empty] | 0
0 | 0 | 0 | 0 | [10 empty] | 0
0 | 0 | 0 | 0 | [10 empty] | 0
0 | 0 | 0 | 0 | [10 empty] | 0
0 | 0 | 0 | 0 | [10 empty] | 0
0 | 0 | 0 | 0 | [10 empty] | 0
0 | 0 | 0 | 0 | [10 empty] | 0
0 | 0 | 0 | 0 | [10 empty] | 0
0 | 0 | 0 | 0 | [10 empty] | 0
0 | 0 | 0 | 0 | [10 empty] | 0
0 | 0 | 0 | 0 | [10 empty] | 0
0 | 0 | 0 | 0 | [10 empty] | 0
0 | 0 | 0 | 0 | [10 empty] | 0
0 | 0 | 0 | 0 | [10 empty] | 0
0 | 0 | 0 | 0 | [10 empty] | 0
0 | 0 | 0 | 0 | [10 empty] | 0
0 | 0 | 0 | 0 | [10 empty] | 0
0 | 0 | 0 | 0 | [10 empty] | 0
0 | 0 | 0 | 0 | [10 empty] | 0
0 | 0 | 0 | 0 | [10 empty] | 0
0 | 0 | 0 | 0 | [10 empty] | 0
0 | 0 | 0 | 0 | [10 empty] | 0
0 | 0 | 0 | 0 | [10 empty] | 0
0 | 0 | 0 | 0 | [10 empty] | 0
0 | 0 | 0 | 0 | [10 empty] | 0
0 | 0 | 0 | 0 | [10 empty] | 0
0 | 0 | 0 | 0 | [10 empty] | 0
0 | 0 | 0 | 0 | [10 empty] | 0
0 | 0 | 0 | 0 | [10 empty] | 0
0 | 0 | 0 | 0 | [10 empty] | 0
0 | 0 | 0 | 0 | [10 empty] | 0
0 | 0 | 0 | 0 | [10 empty] | 0
0 | 0 | 0 | 0 | [10 empty] | 0
0 | 0 | 0 | 0 | [10 empty] | 0
0 | 0 | 0 | 0 | [10 empty] | 0
0 | 0 | 0 | 0 | [10 empty] | 0
0 | 0 | 0 | 0 | [10 empty] | 0
0 | 0 | 0 | 0 | [10 empty] | 0
0 | 0 | 0 | 0 | [10 empty] | 0
0 | 0 | 0 | 0 | [10 empty] | 0
0 | 0 | 0 | 0 | [10 empty] | 0
0 | 0 | 0 | 0 | [10 empty] | 0
0 | 0 | 0 | 0 | [10 empty] | 0
0 | 0 | 0 | 0 | [10 empty] | 0
0 | 0 | 0 | 0 | [10 empty] | 0
0 | 0 | 0 | 0 | [10 empty] | 0
0 | 0 | 0 | 0 | [10 empty] | 0
0 | 0 | 0 | 0 | [10 empty] | 0
0 | 0 | 0 | 0 | [10 empty] | 0
0 | 0 | 0 | 0 | [10 empty] | 0
0 | 0 | 0 | 0 | [10 empty] | 0
0 | 0 | 0 | 0 | [10 empty] | 0
0 | 0 | 0 | 0 | [10 empty] | 0
0 | 0 | 0 | 0 | [10 empty] | 0
0 | 0 | 0 | 0 | [10 empty] | 0
0 | 0 | 0 | 0 | [10 empty] | 0
0 | 0 | 0 | 0 | [10 empty] | 0
0 | 0 | 0 | 0 | [10 empty] | 0
0 | 0 | 0 | 0 | [10 empty] | 0
0 | 0 | 0 | 0 | [10 empty] | 0
0 | 0 | 0 | 0 | [10 empty] | 0
0 | 0 | 0 | 0 | [10 empty] | 0
0 | 0 | 0 | 0 | [10 empty] | 0
0 | 0 | 0 | 0 | [10 empty] | 0
0 | 0 | 0 | 0 | [10 empty] | 0
0 | 0 | 0 | 0 | [10 empty] | 0
0 | 0 | 0 | 0 | [10 empty] | 0
0 | 0 | 0 | 0 | [10 empty] | 0
0 | 0 | 0 | 0 | [10 empty] | 0
0 | 0 | 0 | 0 | [10 empty] | 0
0 | 0 | 0 | 0 | [10 empty] | 0
0 | 0 | 0 | 0 | [10 empty] | 0
0 | 0 | 0 | 0 | [10 empty] | 0
0 | 0 | 0 | 0 | [10 empty] | 0
0 | 0 | 0 | 0 | [10 empty] | 0
0 | 0 | 0 | 0 | [10 empty] | 0
0 | 0 | 0 | 0 | [10 empty] | 0
0 | 0 | 0 | 0 | [10 empty] | 0
0 | 0 | 0 | 0 | [10 empty] | 0
0 | 0 | 0 | 0 | [10 empty] | 0
0 | 0 | 0 | 0 | [10 empty] | 0
0 | 0 | 0 | 0 | [10 empty] | 0
0 | 0 | 0 | 0 | [10 empty] | 0
0 | 0 | 0 | 0 | [10 empty] | 0
0 | 0 | 0 | 0 | [10 empty] | 0
0 | 0 | 0 | 0 | [10 empty] | 0
0 | 0 | 0 | 0 | [10 empty] | 0
0 | 0 | 0 | 0 | [10 empty] | 0
0 | 0 | 0 | 0 | [10 empty] | 0
0 | 0 | 0 | 0 | [10 empty] | 0
0 | 0 | 0 | 0 | [10 empty] | 0
0 | 0 | 0 | 0 | [10 empty] | 0
0 | 0 | 0 | 0 | [10 empty] | 0
0 | 0 | 0 | 0 | [10 empty] | 0
0 | 0 | 0 | 0 | [10 empty] | 0
0 | 0 | 0 | 0 | [10 empty] | 0
0 | 0 | 0 | 0 | [10 empty] | 0
0 | 0 | 0 | 0 | [10 empty] | 0
0 | 0 | 0 | 0 | [10 empty] | 0
0 | 0 | 0 | 0 | [10 empty] | 0
0 | 0 | 0 | 0 | [10 empty] | 0
0 | 0 | 0 | 0 | [10 empty] | 0
0 | 0 | 0 | 0 | [10 empty] | 0
0 | 0 | 0 | 0 | [10 empty] | 0
0 | 0 | 0 | 0 | [10 empty] | 0
0 | 0 | 0 | 0 | [10 empty] | 0
0 | 0 | 0 | 0 | [10 empty] | 0
0 | 0 | 0 | 0 | [10 empty] | 0
0 | 0 | 0 | 0 | [10 empty] | 0
0 | 0 | 0 | 0 | [10 empty] | 0
0 | 0 | 0 | 0 | [10 empty] | 0
0 | 0 | 0 | 0 | [10 empty] | 0
0 | 0 | 0 | 0 | [10 empty] | 0
0 | 0 | 0 | 0 | [10 empty] | 0
0 | 0 | 0 | 0 | [10 empty] | 0
0 | 0 | 0 | 0 | [10 empty] | 0
0 | 0 | 0 | 0 | [10 empty] | 0
0 | 0 | 0 | 0 | [10 empty] | 0
0 | 0 | 0 | 0 | [10 empty] | 0
0 | 0 | 0 | 0 | [10 empty] | 0
0 | 0 | 0 | 0 | [10 empty] | 0
0 | 0 | 0 | 0 | [10 empty] | 0
0 | 0 | 0 | 0 | [10 empty] | 0
0 | 0 | 0 | 0 | [10 empty] | 0
0 | 0 | 0 | 0 | [10 empty] | 0
0 | 0 | 0 | 0 | [10 empty] | 0
0 | 0 | 0 | 0 | [10 empty] | 0
0 | 0 | 0 | 0 | [10 empty] | 0
0 | 0 | 0 | 0 | [10 empty] | 0
0 | 0 | 0 | 0 | [10 empty] | 0
0 | 0 | 0 | 0 | [10 empty] | 0
0 | 0 | 0 | 0 | [10 empty] | 0
0 | 0 | 0 | 0 | [10 empty] | 0
0 | 0 | 0 | 0 | [10 empty] | 0
0 | 0 | 0 | 0 | [10 empty] | 0
0 | 0 | 0 | 0 | [10 empty] | 0
0 | 0 | 0 | 0 | [10 empty] | 0
0 | 0 | 0 | 0 | [10 empty] | 0
0 | 0 | 0 | 0 | [10 empty] | 0
0 | 0 | 0 | 0 | [10 empty] | 0
0 | 0 | 0 | 0 | [10 empty] | 0
0 | 0 | 0 | 0 | [10 empty] | 0
0 | 0 | 0 | 0 | [10 empty] | 0
0 | 0 | 0 | 0 | [10 empty] | 0
0 | 0 | 0 | 0 | [10 empty] | 0
0 | 0 | 0 | 0 | [10 empty] | 0
0 | 0 | 0 | 0 | [10 empty] | 0
0 | 0 | 0 | 0 | [10 empty] | 0
0 | 0 | 0 | 0 | [10 empty] | 0
0 | 0 | 0 | 0 | [10 empty] | 0
0 | 0 | 0 | 0 | [10 empty] | 0
0 | 0 | 0 | 0 | [10 empty] | 0
0 | 0 | 0 | 0 | [10 empty] | 0
0 | 0 | 0 | 0 | [10 empty] | 0
0 | 0 | 0 | 0 | [10 empty] | 0
0 | 0 | 0 | 0 | [10 empty] | 0
0 | 0 | 0 | 0 | [10 empty] | 0
0 | 0 | 0 | 0 | [10 empty] | 0
0 | 0 | 0 | 0 | [10 empty] | 0
0 | 0 | 0 | 0 | [10 empty] | 0
0 | 0 | 0 | 0 | [10 empty] | 0
0 | 0 | 0 | 0 | [10 empty] | 0
0 | 0 | 0 | 0 | [10 empty] | 0
0 | 0 | 0 | 0 | [10 empty] | 0
0 | 0 | 0 | 0 | [10 empty] | 0
0 | 0 | 0 | 0 | [10 empty] | 0
0 | 0 | 0 | 0 | [10 empty] | 0
0 | 0 | 0 | 0 | [10 empty] | 0
0 | 0 | 0 | 0 | [10 empty] | 0
0 | 0 | 0 | 0 | [10 empty] | 0
0 | 0 | 0 | 0 | [10 empty] | 0
0 | 0 | 0 | 0 | [10 empty] | 0
0 | 0 | 0 | 0 | [10 empty] | 0
0 | 0 | 0 | 0 | [10 empty] | 0
0 | 0 | 0 | 0 | [10 empty] | 0
0 | 0 | 0 | 0 | [10 empty] | 0
0 | 0 | 0 | 0 | [10 empty] | 0
0 | 0 | 0 | 0 | [10 empty] | 0
0 | 0 | 0 | 0 | [10 empty] | 0
0 | 0 | 0 | 0 | [10 empty] | 0
0 | 0 | 0 | 0 | [10 empty] | 0
0 | 0 | 0 | 0 | [10 empty] | 0
0 | 0 | 0 | 0 | [10 empty] | 0
0 | 0 | 0 | 0 | [10 empty] | 0
0 | 0 | 0 | 0 | [10 empty] | 0
0 | 0 | 0 | 0 | [10 empty] | 0
0 | 0 | 0 | 0 | [10 empty] | 0
0 | 0 | 0 | 0 | [10 empty] | 0
0 | 0 | 0 | 0 | [10 empty] | 0
0 | 0 | 0 | 0 | [10 empty] | 0
0 | 0 | 0 | 0 | [10 empty] | 0
0 | 0 | 0 | 0 | [10 empty] | 0
0 | 0 | 0 | 0 | [10 empty] | 0
0 | 0 | 0 | 0 | [10 empty] | 0
0 | 0 | 0 | 0 | [10 empty] | 0
0 | 0 | 0 | 0 | [10 empty] | 0
0 | 0 | 0 | 0 | [10 empty] | 0
0 | 0 | 0 | 0 | [10 empty] | 0
0 | 0 | 0 | 0 | [10 empty] | 0
0 | 0 | 0 | 0 | [10 empty] | 0
0 | 0 | 0 | 0 | [10 empty] | 0
0 | 0 | 0 | 0 | [10 empty] | 0
0 | 0 | 0 | 0 | [10 empty] | 0
0 | 0 | 0 | 0 | [10 empty] | 0
0 | 0 | 0 | 0 | [10 empty] | 0
0 | 0 | 0 | 0 | [10 empty] | 0
0 | 0 | 0 | 0 | [10 empty] | 0
0 | 0 | 0 | 0 | [10 empty] | 0
0 | 0 | 0 | 0 | [10 empty] | 0
0 | 0 | 0 | 0 | [10 empty] | 0
0 | 0 | 0 | 0 | [10 empty] | 0
0 | 0 | 0 | 0 | [10 empty] | 0
0 | 0 | 0 | 0 | [10 empty] | 0
0 | 0 | 0 | 0 | [10 empty] | 0
0 | 0 | 0 | 0 | [10 empty] | 0
0 | 0 | 0 | 0 | [10 empty] | 0
0 | 0 | 0 | 0 | [10 empty] | 0
0 | 0 | 0 | 0 | [10 empty] | 0
0 | 0 | 0 | 0 | [10 empty] | 0
0 | 0 | 0 | 0 | [10 empty] | 0
0 | 0 | 0 | 0 | [10 empty] | 0
0 | 0 | 0 | 0 | [10 empty] | 0
0 | 0 | 0 | 0 | [10 empty] | 0
0 | 0 | 0 | 0 | [10 empty] | 0
0 | 0 | 0 | 0 | [10 empty] | 0
0 | 0 | 0 | 0 | [10 empty] | 0
0 | 0 | 0 | 0 | [10 empty] | 0
0 | 0 | 0 | 0 | [10 empty] | 0
0 | 0 | 0 | 0 | [10 empty] | 0
0 | 0 | 0 | 0 | [10 empty] | 0
0 | 0 | 0 | 0 | [10 empty] | 0
0 | 0 | 0 | 0 | [10 empty] | 0
0 | 0 | 0 | 0 | [10 empty] | 0
0 | 0 | 0 | 0 | [10 empty] | 0
0 | 0 | 0 | 0 | [10 empty] | 0
0 | 0 | 0 | 0 | [10 empty] | 0
0 | 0 | 0 | 0 | [10 empty] | 0
0 | 0 | 0 | 0 | [10 empty] | 0
0 | 0 | 0 | 0 | [10 empty] | 0
0 | 0 | 0 | 0 | [10 empty] | 0
0 | 0 | 0 | 0 | [10 empty] | 0
0 | 0 | 0 | 0 | [10 empty] | 0
0 | 0 | 0 | 0 | [10 empty] | 0
0 | 0 | 0 | 0 | [10 empty] | 0
0 | 0 | 0 | 0 | [10 empty] | 0
0 | 0 | 0 | 0 | [10 empty] | 0
0 | 0 | 0 | 0 | [10 empty] | 0
0 | 0 | 0 | 0 | [10 empty] | 0
0 | 0 | 0 | 0 | [10 empty] | 0
0 | 0 | 0 | 0 | [10 empty] | 0
0 | 0 | 0 | 0 | [10 empty] | 0
0 | 0 | 0 | 0 | [10 empty] | 0
0 | 0 | 0 | 0 | [10 empty] | 0
0 | 0 | 0 | 0 | [10 empty] | 0
0 | 0 | 0 | 0 | [10 empty] | 0
0 | 0 | 0 | 0 | [10 empty] | 0
0 | 0 | 0 | 0 | [10 empty] | 0
0 | 0 | 0 | 0 | [10 empty] | 0
0 | 0 | 0 | 0 | [10 empty] | 0
0 | 0 | 0 | 0 | [10 empty] | 0
0 | 0 | 0 | 0 | [10 empty] | 0
0 | 0 | 0 | 0 | [10 empty] | 0
0 | 0 | 0 | 0 | [10 empty] | 0
0 | 0 | 0 | 0 | [10 empty] | 0
0 | 0 | 0 | 0 | [10 empty] | 0
0 | 0 | 0 | 0 | [10 empty] | 0
0 | 0 | 0 | 0 | [10 empty] | 0
0 | 0 | 0 | 0 | [10 empty] | 0
0 | 0 | 0 | 0 | [10 empty] | 0
0 | 0 | 0 | 0 | [10 empty] | 0
0 | 0 | 0 | 0 | [10 empty] | 0
0 | 0 | 0 | 0 | [10 empty] | 0
0 | 0 | 0 | 0 | [10 empty] | 0
0 | 0 | 0 | 0 | [10 empty] | 0
0 | 0 | 0 | 0 | [10 empty] | 0
0 | 0 | 0 | 0 | [10 empty] | 0
0 | 0 | 0 | 0 | [10 empty] | 0
0 | 0 | 0 | 0 | [10 empty] | 0
0 | 0 | 0 | 0 | [10 empty] | 0
0 | 0 | 0 | 0 | [10 empty] | 0
0 | 0 | 0 | 0 | [10 empty] | 0
0 | 0 | 0 | 0 | [10 empty] | 0
0 | 0 | 0 | 0 | [10 empty] | 0
0 | 0 | 0 | 0 | [10 empty] | 0
0 | 0 | 0 | 0 | [10 empty] | 0
0 | 0 | 0 | 0 | [10 empty] | 0
0 | 0 | 0 | 0 | [10 empty] | 0
0 | 0 | 0 | 0 | [10 empty] | 0
0 | 0 | 0 | 0 | [10 empty] | 0
0 | 0 | 0 | 0 | [10 empty] | 0
0 | 0 | 0 | 0 | [10 empty] | 0
0 | 0 | 0 | 0 | [10 empty] | 0
0 | 0 | 0 | 0 | [10 empty] | 0
0 | 0 | 0 | 0 | [10 empty] | 0
0 | 0 | 0 | 0 | [10 empty] | 0
0 | 0 | 0 | 0 | [10 empty] | 0
0 | 0 | 0 | 0 | [10 empty] | 0
0 | 0 | 0 | 0 | [10 empty] | 0
0 | 0 | 0 | 0 | [10 empty] | 0
0 | 0 | 0 | 0 | [10 empty] | 0
0 | 0 | 0 | 0 | [10 empty] | 0
0 | 0 | 0 | 0 | [10 empty] | 0
0 | 0 | 0 | 0 | [10 empty] | 0
0 | 0 | 0 | 0 | [10 empty] | 0
0 | 0 | 0 | 0 | [10 empty] | 0
0 | 0 | 0 | 0 | [10 empty] | 0
0 | 0 | 0 | 0 | [10 empty] | 0
0 | 0 | 0 | 0 | [10 empty] | 0
0 | 0 | 0 | 0 | [10 empty] | 0
0 | 0 | 0 | 0 | [10 empty] | 0
0 | 0 | 0 | 0 | [10 empty] | 0
0 | 0 | 0 | 0 | [10 empty] | 0
0 | 0 | 0 | 0 | [10 empty] | 0
0 | 0 | 0 | 0 | [10 empty] | 0
0 | 0 | 0 | 0 | [10 empty] | 0
0 | 0 | 0 | 0 | [10 empty] | 0
0 | 0 | 0 | 0 | [10 empty] | 0
0 | 0 | 0 | 0 | [10 empty] | 0
0 | 0 | 0 | 0 | [10 empty] | 0
0 | 0 | 0 | 0 | [10 empty] | 0
0 | 0 | 0 | 0 | [10 empty] | 0
0 | 0 | 0 | 0 | [10 empty] | 0
0 | 0 | 0 | 0 | [10 empty] | 0
0 | 0 | 0 | 0 | [10 empty] | 0
0 | 0 | 0 | 0 | [10 empty] | 0
0 | 0 | 0 | 0 | [10 empty] | 0
0 | 0 | 0 | 0 | [10 empty] | 0
0 | 0 | 0 | 0 | [10 empty] | 0
0 | 0 | 0 | 0 | [10 empty] | 0
0 | 0 | 0 | 0 | [10 empty] | 0
0 | 0 | 0 | 0 | [10 empty] | 0
0 | 0 | 0 | 0 | [10 empty] | 0
0 | 0 | 0 | 0 | [10 empty] | 0
0 | 0 | 0 | 0 | [10 empty] | 0
0 | 0 | 0 | 0 | [10 empty] | 0
0 | 0 | 0 | 0 | [10 empty] | 0
0 | 0 | 0 | 0 | [10 empty] | 0
0 | 0 | 0 | 0 | [10 empty] | 0
0 | 0 | 0 | 0 | [10 empty] | 0
0 | 0 | 0 | 0 | [10 empty] | 0
0 | 0 | 0 | 0 | [10 empty] | 0
0 | 0 | 0 | 0 | [10 empty] | 0
0 | 0 | 0 | 0 | [10 empty] | 0
0 | 0 | 0 | 0 | [10 empty] | 0
0 | 0 | 0 | 0 | [10 empty] | 0
0 | 0 | 0 | 0 | [10 empty] | 0
0 | 0 | 0 | 0 | [10 empty] | 0
0 | 0 | 0 | 0 | [10 empty] | 0
0 | 0 | 0 | 0 | [10 empty] | 0
0 | 0 | 0 | 0 | [10 empty] | 0
0 | 0 | 0 | 0 | [10 empty] | 0
0 | 0 | 0 | 0 | [10 empty] | 0
0 | 0 | 0 | 0 | [10 empty] | 0
0 | 0 | 0 | 0 | [10 empty] | 0
0 | 0 | 0 | 0 | [10 empty] | 0
0 | 0 | 0 | 0 | [10 empty] | 0
0 | 0 | 0 | 0 | [10 empty] | 0
0 | 0 | 0 | 0 | [10 empty] | 0
0 | 0 | 0 | 0 | [10 empty] | 0
0 | 0 | 0 | 0 | [10 empty] | 0
0 | 0 | 0 | 0 | [10 empty] | 0
0 | 0 | 0 | 0 | [10 empty] | 0
0 | 0 | 0 | 0 | [10 empty] | 0
0 | 0 | 0 | 0 | [10 empty] | 0
0 | 0 | 0 | 0 | [10 empty] | 0
0 | 0 | 0 | 0 | [10 empty] | 0
0 | 0 | 0 | 0 | [10 empty] | 0
0 | 0 | 0 | 0 | [10 empty] | 0
0 | 0 | 0 | 0 | [10 empty] | 0
0 | 0 | 0 | 0 | [10 empty] | 0
0 | 0 | 0 | 0 | [10 empty] | 0
0 | 0 | 0 | 0 | [10 empty] | 0
0 | 0 | 0 | 0 | [10 empty] | 0
0 | 0 | 0 | 0 | [10 empty] | 0
0 | 0 | 0 | 0 | [10 empty] | 0
0 | 0 | 0 | 0 | [10 empty] | 0
0 | 0 | 0 | 0 | [10 empty] | 0
0 | 0 | 0 | 0 | [10 empty] | 0
0 | 0 | 0 | 0 | [10 empty] | 0
0 | 0 | 0 | 0 | [10 empty] | 0
0 | 0 | 0 | 0 | [10 empty] | 0
0 | 0 | 0 | 0 | [10 empty] | 0
0 | 0 | 0 | 0 | [10 empty] | 0
0 | 0 | 0 | 0 | [10 empty] | 0
0 | 0 | 0 | 0 | [10 empty] | 0
0 | 0 | 0 | 0 | [10 empty] | 0
0 | 0 | 0 | 0 | [10 empty] | 0
0 | 0 | 0 | 0 | [10 empty] | 0
0 | 0 | 0 | 0 | [10 empty] | 0
0 | 0 | 0 | 0 | [10 empty] | 0
0 | 0 | 0 | 0 | [10 empty] | 0
0 | 0 | 0 | 0 | [10 empty] | 0
0 | 0 | 0 | 0 | [10 empty] | 0
0 | 0 | 0 | 0 | [10 empty] | 0
0 | 0 | 0 | 0 | [10 empty] | 0
0 | 0 | 0 | 0 | [10 empty] | 0
0 | 0 | 0 | 0 | [10 empty] | 0
0 | 0 | 0 | 0 | [10 empty] | 0
0 | 0 | 0 | 0 | [10 empty] | 0
0 | 0 | 0 | 0 | [10 empty] | 0
0 | 0 | 0 | 0 | [10 empty] | 0
0 | 0 | 0 | 0 | [10 empty] | 0
0 | 0 | 0 | 0 | [10 empty] | 0
0 | 0 | 0 | 0 | [10 empty] | 0
0 | 0 | 0 | 0 | [10 empty] | 0
0 | 0 | 0 | 0 | [10 empty] | 0
0 | 0 | 0 | 0 | [10 empty] | 0
0 | 0 | 0 | 0 | [10 empty] | 0
0 | 0 | 0 | 0 | [10 empty] | 0
0 | 0 | 0 | 0 | [10 empty] | 0
0 | 0 | 0 | 0 | [10 empty] | 0
0 | 0 | 0 | 0 | [10 empty] | 0
0 | 0 | 0 | 0 | [10 empty] | 0
0 | 0 | 0 | 0 | [10 empty] | 0
0 | 0 | 0 | 0 | [10 empty] | 0
0 | 0 | 0 | 0 | [10 empty] | 0
0 | 0 | 0 | 0 | [10 empty] | 0
0 | 0 | 0 | 0 | [10 empty] | 0
0 | 0 | 0 | 0 | [10 empty] | 0
0 | 0 | 0 | 0 | [10 empty] | 0
0 | 0 | 0 | 0 | [10 empty] | 0
0 | 0 | 0 | 0 | [10 empty] | 0
0 | 0 | 0 | 0 | [10 empty] | 0
0 | 0 | 0 | 0 | [10 empty] | 0
0 | 0 | 0 | 0 | [10 empty] | 0
0 | 0 | 0 | 0 | [10 empty] | 0
0 | 0 | 0 | 0 | [10 empty] | 0
0 | 0 | 0 | 0 | [10 empty] | 0
0 | 0 | 0 | 0 | [10 empty] | 0
0 | 0 | 0 | 0 | [10 empty] | 0
0 | 0 | 0 | 0 | [10 empty] | 0
0 | 0 | 0 | 0 | [10 empty] | 0
0 | 0 | 0 | 0 | [10 empty] | 0
0 | 0 | 0 | 0 | [10 empty] | 0
0 | 0 | 0 | 0 | [10 empty] | 0
0 | 0 | 0 | 0 | [10 empty] | 0
0 | 0 | 0 | 0 | [10 empty] | 0
0 | 0 | 0 | 0 | [10 empty] | 0
0 | 0 | 0 | 0 | [10 empty] | 0
0 | 0 | 0 | 0 | [10 empty] | 0
0 | 0 | 0 | 0 | [10 empty] | 0
0 | 0 | 0 | 0 | [10 empty] | 0
0 | 0 | 0 | 0 | [10 empty] | 0
0 | 0 | 0 | 0 | [10 empty] | 0
0 | 0 | 0 | 0 | [10 empty] | 0
0 | 0 | 0 | 0 | [10 empty] | 0
0 | 0 | 0 | 0 | [10 empty] | 0
0 | 0 | 0 | 0 | [10 empty] | 0
0 | 0 | 0 | 0 | [10 empty] | 0
0 | 0 | 0 | 0 | [10 empty] | 0
0 | 0 | 0 | 0 | [10 empty] | 0
0 | 0 | 0 | 0 | [10 empty] | 0
0 | 0 | 0 | 0 | [10 empty] | 0
0 | 0 | 0 | 0 | [10 empty] | 0
0 | 0 | 0 | 0 | [10 empty] | 0
0 | 0 | 0 | 0 | [10 empty] | 0
0 | 0 | 0 | 0 | [10 empty] | 0
0 | 0 | 0 | 0 | [10 empty] | 0
0 | 0 | 0 | 0 | [10 empty] | 0
0 | 0 | 0 | 0 | [10 empty] | 0
0 | 0 | 0 | 0 | [10 empty] | 0
0 | 0 | 0 | 0 | [10 empty] | 0
0 | 0 | 0 | 0 | [10 empty] | 0
0 | 0 | 0 | 0 | [10 empty] | 0
0 | 0 | 0 | 0 | [10 empty] | 0
0 | 0 | 0 | 0 | [10 empty] | 0
0 | 0 | 0 | 0 | [10 empty] | 0
0 | 0 | 0 | 0 | [10 empty] | 0
0 | 0 | 0 | 0 | [10 empty] | 0
0 | 0 | 0 | 0 | [10 empty] | 0
0 | 0 | 0 | 0 | [10 empty] | 0
0 | 0 | 0 | 0 | [10 empty] | 0
0 | 0 | 0 | 0 | [10 empty] | 0
0 | 0 | 0 | 0 | [10 empty] | 0
0 | 0 | 0 | 0 | [10 empty] | 0
0 | 0 | 0 | 0 | [10 empty] | 0
0 | 0 | 0 | 0 | [10 empty] | 0
0 | 0 | 0 | 0 | [10 empty] | 0
0 | 0 | 0 | 0 | [10 empty] | 0
0 | 0 | 0 | 0 | [10 empty] | 0
0 | 0 | 0 | 0 | [10 empty] | 0
0 | 0 | 0 | 0 | [10 empty] | 0
0 | 0 | 0 | 0 | [10 empty] | 0
0 | 0 | 0 | 0 | [10 empty] | 0
0 | 0 | 0 | 0 | [10 empty] | 0
0 | 0 | 0 | 0 | [10 empty] | 0
0 | 0 | 0 | 0 | [10 empty] | 0
0 | 0 | 0 | 0 | [10 empty] | 0
0 | 0 | 0 | 0 | [10 empty] | 0
0 | 0 | 0 | 0 | [10 empty] | 0
0 | 0 | 0 | 0 | [10 empty] | 0
0 | 0 | 0 | 0 | [10 empty] | 0
0 | 0 | 0 | 0 | [10 empty] | 0
0 | 0 | 0 | 0 | [10 empty] | 0
0 | 0 | 0 | 0 | [10 empty] | 0
0 | 0 | 0 | 0 | [10 empty] | 0
0 | 0 | 0 | 0 | [10 empty] | 0
0 | 0 | 0 | 0 | [10 empty] | 0
0 | 0 | 0 | 0 | [10 empty] | 0
0 | 0 | 0 | 0 | [10 empty] | 0
0 | 0 | 0 | 0 | [10 empty] | 0
0 | 0 | 0 | 0 | [10 empty] | 0
0 | 0 | 0 | 0 | [10 empty] | 0
0 | 0 | 0 | 0 | [10 empty] | 0
0 | 0 | 0 | 0 | [10 empty] | 0
0 | 0 | 0 | 0 | [10 empty] | 0
0 | 0 | 0 | 0 | [10 empty] | 0
0 | 0 | 0 | 0 | [10 empty] | 0
0 | 0 | 0 | 0 | [10 empty] | 0
0 | 0 | 0 | 0 | [10 empty] | 0
0 | 0 | 0 | 0 | [10 empty] | 0
0 | 0 | 0 | 0 | [10 empty] | 0
0 | 0 | 0 | 0 | [10 empty] | 0
0 | 0 | 0 | 0 | [10 empty] | 0
0 | 0 | 0 | 0 | [10 empty] | 0
0 | 0 | 0 | 0 | [10 empty] | 0
0 | 0 | 0 | 0 | [10 empty] | 0
0 | 0 | 0 | 0 | [10 empty] | 0
0 | 0 | 0 | 0 | [10 empty] | 0
0 | 0 | 0 | 0 | [10 empty] | 0
0 | 0 | 0 | 0 | [10 empty] | 0
0 | 0 | 0 | 0 | [10 empty] | 0
0 | 0 | 0 | 0 | [10 empty] | 0
0 | 0 | 0 | 0 | [10 empty] | 0
0 | 0 | 0 | 0 | [10 empty] | 0
0 | 0 | 0 | 0 | [10 empty] | 0
0 | 0 | 0 | 0 | [10 empty] | 0
0 | 0 | 0 | 0 | [10 empty] | 0
0 | 0 | 0 | 0 | [10 empty] | 0
0 | 0 | 0 | 0 | [10 empty] | 0
0 | 0 | 0 | 0 | [10 empty] | 0
0 | 0 | 0 | 0 | [10 empty] | 0
0 | 0 | 0 | 0 | [10 empty] | 0
0 | 0 | 0 | 0 | [10 empty] | 0
0 | 0 | 0 | 0 | [10 empty] | 0
0 | 0 | 0 | 0 | [10 empty] | 0
0 | 0 | 0 | 0 | [10 empty] | 0
0 | 0 | 0 | 0 | [10 empty] | 0
0 | 0 | 0 | 0 | [10 empty] | 0
0 | 0 | 0 | 0 | [10 empty] | 0
0 | 0 | 0 | 0 | [10 empty] | 0
0 | 0 | 0 | 0 | [10 empty] | 0
0 | 0 | 0 | 0 | [10 empty] | 0
0 | 0 | 0 | 0 | [10 empty] | 0
0 | 0 | 0 | 0 | [10 empty] | 0
0 | 0 | 0 | 0 | [10 empty] | 0
0 | 0 | 0 | 0 | [10 empty] | 0
0 | 0 | 0 | 0 | [10 empty] | 0
0 | 0 | 0 | 0 | [10 empty] | 0
0 | 0 | 0 | 0 | [10 empty] | 0
0 | 0 | 0 | 0 | [10 empty] | 0
0 | 0 | 0 | 0 | [10 empty] | 0
0 | 0 | 0 | 0 | [10 empty] | 0
0 | 0 | 0 | 0 | [10 empty] | 0
0 | 0 | 0 | 0 | [10 empty] | 0
0 | 0 | 0 | 0 | [10 empty] | 0
0 | 0 | 0 | 0 | [10 empty] | 0
0 | 0 | 0 | 0 | [10 empty] | 0
0 | 0 | 0 | 0 | [10 empty] | 0
0 | 0 | 0 | 0 | [10 empty] | 0
0 | 0 | 0 | 0 | [10 empty] | 0
0 | 0 | 0 | 0 | [10 empty] | 0
0 | 0 | 0 | 0 | [10 empty] | 0
0 | 0 | 0 | 0 | [10 empty] | 0
0 | 0 | 0 | 0 | [10 empty] | 0
0 | 0 | 0 | 0 | [10 empty] | 0
0 | 0 | 0 | 0 | [10 empty] | 0
0 | 0 | 0 | 0 | [10 empty] | 0
0 | 0 | 0 | 0 | [10 empty] | 0
0 | 0 | 0 | 0 | [10 empty] | 0
0 | 0 | 0 | 0 | [10 empty] | 0
0 | 0 | 0 | 0 | [10 empty] | 0
0 | 0 | 0 | 0 | [10 empty] | 0
0 | 0 | 0 | 0 | [10 empty] | 0
0 | 0 | 0 | 0 | [10 empty] | 0
0 | 0 | 0 | 0 | [10 empty] | 0
0 | 0 | 0 | 0 | [10 empty] | 0
0 | 0 | 0 | 0 | [10 empty] | 0
0 | 0 | 0 | 0 | [10 empty] | 0
0 | 0 | 0 | 0 | [10 empty] | 0
0 | 0 | 0 | 0 | [10 empty] | 0
0 | 0 | 0 | 0 | [10 empty] | 0
0 | 0 | 0 | 0 | [10 empty] | 0
0 | 0 | 0 | 0 | [10 empty] | 0
0 | 0 | 0 | 0 | [10 empty] | 0
0 | 0 | 0 | 0 | [10 empty] | 0
0 | 0 | 0 | 0 | [10 empty] | 0
0 | 0 | 0 | 0 | [10 empty] | 0
0 | 0 | 0 | 0 | [10 empty] | 0
0 | 0 | 0 | 0 | [10 empty] | 0
0 | 0 | 0 | 0 | [10 empty] | 0
0 | 0 | 0 | 0 | [10 empty] | 0
0 | 0 | 0 | 0 | [10 empty] | 0
0 | 0 | 0 | 0 | [10 empty] | 0
0 | 0 | 0 | 0 | [10 empty] | 0
0 | 0 | 0 | 0 | [10 empty] | 0
0 | 0 | 0 | 0 | [10 empty] | 0
0 | 0 | 0 | 0 | [10 empty] | 0
0 | 0 | 0 | 0 | [10 empty] | 0
0 | 0 | 0 | 0 | [10 empty] | 0
0 | 0 | 0 | 0 | [10 empty] | 0
0 | 0 | 0 | 0 | [10 empty] | 0
0 | 0 | 0 | 0 | [10 empty] | 0
0 | 0 | 0 | 0 | [10 empty] | 0
0 | 0 | 0 | 0 | [10 empty] | 0
0 | 0 | 0 | 0 | [10 empty] | 0
0 | 0 | 0 | 0 | [10 empty] | 0
0 | 0 | 0 | 0 | [10 empty] | 0
0 | 0 | 0 | 0 | [10 empty] | 0
0 | 0 | 0 | 0 | [10 empty] | 0
0 | 0 | 0 | 0 | [10 empty] | 0
0 | 0 | 0 | 0 | [10 empty] | 0
0 | 0 | 0 | 0 | [10 empty] | 0
0 | 0 | 0 | 0 | [10 empty] | 0
0 | 0 | 0 | 0 | [10 empty] | 0
0 | 0 | 0 | 0 | [10 empty] | 0
0 | 0 | 0 | 0 | [10 empty] | 0
0 | 0 | 0 | 0 | [10 empty] | 0
0 | 0 | 0 | 0 | [10 empty] | 0
0 | 0 | 0 | 0 | [10 empty] | 0
0 | 0 | 0 | 0 | [10 empty] | 0
0 | 0 | 0 | 0 | [10 empty] | 0
0 | 0 | 0 | 0 | [10 empty] | 0
0 | 0 | 0 | 0 | [10 empty] | 0
0 | 0 | 0 | 0 | [10 empty] | 0
0 | 0 | 0 | 0 | [10 empty] | 0
0 | 0 | 0 | 0 | [10 empty] | 0
0 | 0 | 0 | 0 | [10 empty] | 0
0 | 0 | 0 | 0 | [10 empty] | 0
0 | 0 | 0 | 0 | [10 empty] | 0
0 | 0 | 0 | 0 | [10 empty] | 0
0 | 0 | 0 | 0 | [10 empty] | 0
0 | 0 | 0 | 0 | [10 empty] | 0
0 | 0 | 0 | 0 | [10 empty] | 0
0 | 0 | 0 | 0 | [10 empty] | 0
0 | 0 | 0 | 0 | [10 empty] | 0
0 | 0 | 0 | 0 | [10 empty] | 0
0 | 0 | 0 | 0 | [10 empty] | 0
0 | 0 | 0 | 0 | [10 empty] | 0
0 | 0 | 0 | 0 | [10 empty] | 0
0 | 0 | 0 | 0 | [10 empty] | 0
0 | 0 | 0 | 0 | [10 empty] | 0
0 | 0 | 0 | 0 | [10 empty] | 0
0 | 0 | 0 | 0 | [10 empty] | 0
0 | 0 | 0 | 0 | [10 empty] | 0
0 | 0 | 0 | 0 | [10 empty] | 0
0 | 0 | 0 | 0 | [10 empty] | 0
0 | 0 | 0 | 0 | [10 empty] | 0
0 | 0 | 0 | 0 | [10 empty] | 0
0 | 0 | 0 | 0 | [10 empty] | 0
0 | 0 | 0 | 0 | [10 empty] | 0
0 | 0 | 0 | 0 | [10 empty] | 0
0 | 0 | 0 | 0 | [10 empty] | 0
0 | 0 | 0 | 0 | [10 empty] | 0
0 | 0 | 0 | 0 | [10 empty] | 0
0 | 0 | 0 | 0 | [10 empty] | 0
0 | 0 | 0 | 0 | [10 empty] | 0
0 | 0 | 0 | 0 | [10 empty] | 0
0 | 0 | 0 | 0 | [10 empty] | 0
0 | 0 | 0 | 0 | [10 empty] | 0
0 | 0 | 0 | 0 | [10 empty] | 0
0 | 0 | 0 | 0 | [10 empty] | 0
0 | 0 | 0 | 0 | [10 empty] | 0
0 | 0 | 0 | 0 | [10 empty] | 0
0 | 0 | 0 | 0 | [10 empty] | 0
0 | 0 | 0 | 0 | [10 empty] | 0
0 | 0 | 0 | 0 | [10 empty] | 0
0 | 0 | 0 | 0 | [10 empty] | 0
0 | 0 | 0 | 0 | [10 empty] | 0
0 | 0 | 0 | 0 | [10 empty] | 0
0 | 0 | 0 | 0 | [10 empty] | 0
0 | 0 | 0 | 0 | [10 empty] | 0
0 | 0 | 0 | 0 | [10 empty] | 0
0 | 0 | 0 | 0 | [10 empty] | 0
0 | 0 | 0 | 0 | [10 empty] | 0
0 | 0 | 0 | 0 | [10 empty] | 0
0 | 0 | 0 | 0 | [10 empty] | 0
0 | 0 | 0 | 0 | [10 empty] | 0
0 | 0 | 0 | 0 | [10 empty] | 0
0 | 0 | 0 | 0 | [10 empty] | 0
0 | 0 | 0 | 0 | [10 empty] | 0
0 | 0 | 0 | 0 | [10 empty] | 0
0 | 0 | 0 | 0 | [10 empty] | 0
0 | 0 | 0 | 0 | [10 empty] | 0
0 | 0 | 0 | 0 | [10 empty] | 0
0 | 0 | 0 | 0 | [10 empty] | 0
0 | 0 | 0 | 0 | [10 empty] | 0
0 | 0 | 0 | 0 | [10 empty] | 0
0 | 0 | 0 | 0 | [10 empty] | 0
0 | 0 | 0 | 0 | [10 empty] | 0
0 | 0 | 0 | 0 | [10 empty] | 0
0 | 0 | 0 | 0 | [10 empty] | 0
0 | 0 | 0 | 0 | [10 empty] | 0
0 | 0 | 0 | 0 | [10 empty] | 0
0 | 0 | 0 | 0 | [10 empty] | 0
0 | 0 | 0 | 0 | [10 empty] | 0
0 | 0 | 0 | 0 | [10 empty] | 0
0 | 0 | 0 | 0 | [10 empty] | 0
0 | 0 | 0 | 0 | [10 empty] | 0
0 | 0 | 0 | 0 | [10 empty] | 0
0 | 0 | 0 | 0 | [10 empty] | 0
0 | 0 | 0 | 0 | [10 empty] | 0
0 | 0 | 0 | 0 | [10 empty] | 0
0 | 0 | 0 | 0 | [10 empty] | 0
0 | 0 | 0 | 0 | [10 empty] | 0
0 | 0 | 0 | 0 | [10 empty] | 0
0 | 0 | 0 | 0 | [10 empty] | 0
0 | 0 | 0 | 0 | [10 empty] | 0
0 | 0 | 0 | 0 | [10 empty] | 0
0 | 0 | 0 | 0 | [10 empty] | 0
0 | 0 | 0 | 0 | [10 empty] | 0
0 | 0 | 0 | 0 | [10 empty] | 0
0 | 0 | 0 | 0 | [10 empty] | 0
0 | 0 | 0 | 0 | [10 empty] | 0
0 | 0 | 0 | 0 | [10 empty] | 0
0 | 0 | 0 | 0 | [10 empty] | 0
0 | 0 | 0 | 0 | [10 empty] | 0
0 | 0 | 0 | 0 | [10 empty] | 0
0 | 0 | 0 | 0 | [10 empty] | 0
0 | 0 | 0 | 0 | [10 empty] | 0
0 | 0 | 0 | 0 | [10 empty] | 0
0 | 0 | 0 | 0 | [10 empty] | 0
0 | 0 | 0 | 0 | [10 empty] | 0
0 | 0 | 0 | 0 | [10 empty] | 0
0 | 0 | 0 | 0 | [10 empty] | 0
0 | 0 | 0 | 0 | [10 empty] | 0
0 | 0 | 0 | 0 | [10 empty] | 0
0 | 0 | 0 | 0 | [10 empty] | 0
0 | 0 | 0 | 0 | [10 empty] | 0
0 | 0 | 0 | 0 | [10 empty] | 0
0 | 0 | 0 | 0 | [10 empty] | 0
0 | 0 | 0 | 0 | [10 empty] | 0
0 | 0 | 0 | 0 | [10 empty] | 0
0 | 0 | 0 | 0 | [10 empty] | 0
0 | 0 | 0 | 0 | [10 empty] | 0
0 | 0 | 0 | 0 | [10 empty] | 0
0 | 0 | 0 | 0 | [10 empty] | 0
0 | 0 | 0 | 0 | [10 empty] | 0
0 | 0 | 0 | 0 | [10 empty] | 0
0 | 0 | 0 | 0 | [10 empty] | 0
0 | 0 | 0 | 0 | [10 empty] | 0
0 | 0 | 0 | 0 | [10 empty] | 0
0 | 0 | 0 | 0 | [10 empty] | 0
0 | 0 | 0 | 0 | [10 empty] | 0
0 | 0 | 0 | 0 | [10 empty] | 0
0 | 0 | 0 | 0 | [10 empty] | 0
0 | 0 | 0 | 0 | [10 empty] | 0
0 | 0 | 0 | 0 | [10 empty] | 0
0 | 0 | 0 | 0 | [10 empty] | 0
0 | 0 | 0 | 0 | [10 empty] | 0
0 | 0 | 0 | 0 | [10 empty] | 0
0 | 0 | 0 | 0 | [10 empty] | 0
0 | 0 | 0 | 0 | [10 empty] | 0
0 | 0 | 0 | 0 | [10 empty] | 0
0 | 0 | 0 | 0 | [10 empty] | 0
0 | 0 | 0 | 0 | [10 empty] | 0
0 | 0 | 0 | 0 | [10 empty] | 0
0 | 0 | 0 | 0 | [10 empty] | 0
0 | 0 | 0 | 0 | [10 empty] | 0
0 | 0 | 0 | 0 | [10 empty] | 0
0 | 0 | 0 | 0 | [10 empty] | 0
0 | 0 | 0 | 0 | [10 empty] | 0
0 | 0 | 0 | 0 | [10 empty] | 0
0 | 0 | 0 | 0 | [10 empty] | 0
0 | 0 | 0 | 0 | [10 empty] | 0
0 | 0 | 0 | 0 | [10 empty] | 0
0 | 0 | 0 | 0 | [10 empty] | 0
0 | 0 | 0 | 0 | [10 empty] | 0
0 | 0 | 0 | 0 | [10 empty] | 0
0 | 0 | 0 | 0 | [10 empty] | 0
0 | 0 | 0 | 0 | [10 empty] | 0
0 | 0 | 0 | 0 | [10 empty] | 0
0 | 0 | 0 | 0 | [10 empty] | 0
0 | 0 | 0 | 0 | [10 empty] | 0
0 | 0 | 0 | 0 | [10 empty] | 0
0 | 0 | 0 | 0 | [10 empty] | 0
0 | 0 | 0 | 0 | [10 empty] | 0
0 | 0 | 0 | 0 | [10 empty] | 0
0 | 0 | 0 | 0 | [10 empty] | 0
0 | 0 | 0 | 0 | [10 empty] | 0
0 | 0 | 0 | 0 | [10 empty] | 0
0 | 0 | 0 | 0 | [10 empty] | 0
0 | 0 | 0 | 0 | [10 empty] | 0
0 | 0 | 0 | 0 | [10 empty] | 0
0 | 0 | 0 | 0 | [10 empty] | 0
0 | 0 | 0 | 0 | [10 empty] | 0
0 | 0 | 0 | 0 | [10 empty] | 0
0 | 0 | 0 | 0 | [10 empty] | 0
0 | 0 | 0 | 0 | [10 empty] | 0
0 | 0 | 0 | 0 | [10 empty] | 0
0 | 0 | 0 | 0 | [10 empty] | 0
0 | 0 | 0 | 0 | [10 empty] | 0
0 | 0 | 0 | 0 | [10 empty] | 0
0 | 0 | 0 | 0 | [10 empty] | 0
0 | 0 | 0 | 0 | [10 empty] | 0
0 | 0 | 0 | 0 | [10 empty] | 0
0 | 0 | 0 | 0 | [10 empty] | 0
0 | 0 | 0 | 0 | [10 empty] | 0
0 | 0 | 0 | 0 | [10 empty] | 0
0 | 0 | 0 | 0 | [10 empty] | 0
0 | 0 | 0 | 0 | [10 empty] | 0
0 | 0 | 0 | 0 | [10 empty] | 0
0 | 0 | 0 | 0 | [10 empty] | 0
0 | 0 | 0 | 0 | [10 empty] | 0
0 | 0 | 0 | 0 | [10 empty] | 0
0 | 0 | 0 | 0 | [10 empty] | 0
0 | 0 | 0 | 0 | [10 empty] | 0
0 | 0 | 0 | 0 | [10 empty] | 0
0 | 0 | 0 | 0 | [10 empty] | 0
0 | 0 | 0 | 0 | [10 empty] | 0
0 | 0 | 0 | 0 | [10 empty] | 0
0 | 0 | 0 | 0 | [10 empty] | 0
0 | 0 | 0 | 0 | [10 empty] | 0
0 | 0 | 0 | 0 | [10 empty] | 0
0 | 0 | 0 | 0 | [10 empty] | 0
0 | 0 | 0 | 0 | [10 empty] | 0
0 | 0 | 0 | 0 | [10 empty] | 0
0 | 0 | 0 | 0 | [10 empty] | 0
0 | 0 | 0 | 0 | [10 empty] | 0
0 | 0 | 0 | 0 | [10 empty] | 0
0 | 0 | 0 | 0 | [10 empty] | 0
0 | 0 | 0 | 0 | [10 empty] | 0
0 | 0 | 0 | 0 | [10 empty] | 0
0 | 0 | 0 | 0 | [10 empty] | 0
0 | 0 | 0 | 0 | [10 empty] | 0
0 | 0 | 0 | 0 | [10 empty] | 0
0 | 0 | 0 | 0 | [10 empty] | 0
0 | 0 | 0 | 0 | [10 empty] | 0
0 | 0 | 0 | 0 | [10 empty] | 0
0 | 0 | 0 | 0 | [10 empty] | 0
0 | 0 | 0 | 0 | [10 empty] | 0
0 | 0 | 0 | 0 | [10 empty] | 0
0 | 0 | 0 | 0 | [10 empty] | 0
0 | 0 | 0 | 0 | [10 empty] | 0
0 | 0 | 0 | 0 | [10 empty] | 0
0 | 0 | 0 | 0 | [10 empty] | 0
0 | 0 | 0 | 0 | [10 empty] | 0
0 | 0 | 0 | 0 | [10 empty] | 0
0 | 0 | 0 | 0 | [10 empty] | 0
0 | 0 | 0 | 0 | [10 empty] | 0
0 | 0 | 0 | 0 | [10 empty] | 0
0 | 0 | 0 | 0 | [10 empty] | 0
0 | 0 | 0 | 0 | [10 empty] | 0
0 | 0 | 0 | 0 | [10 empty] | 0
0 | 0 | 0 | 0 | [10 empty] | 0
0 | 0 | 0 | 0 | [10 empty] | 0
0 | 0 | 0 | 0 | [10 empty] | 0
0 | 0 | 0 | 0 | [10 empty] | 0
0 | 0 | 0 | 0 | [10 empty] | 0
0 | 0 | 0 | 0 | [10 empty] | 0
0 | 0 | 0 | 0 | [10 empty] | 0
0 | 0 | 0 | 0 | [10 empty] | 0
0 | 0 | 0 | 0 | [10 empty] | 0
0 | 0 | 0 | 0 | [10 empty] | 0
0 | 0 | 0 | 0 | [10 empty] | 0
0 | 0 | 0 | 0 | [10 empty] | 0
0 | 0 | 0 | 0 | [10 empty] | 0
0 | 0 | 0 | 0 | [10 empty] | 0
0 | 0 | 0 | 0 | [10 empty] | 0
0 | 0 | 0 | 0 | [10 empty] | 0
0 | 0 | 0 | 0 | [10 empty] | 0
0 | 0 | 0 | 0 | [10 empty] | 0
0 | 0 | 0 | 0 | [10 empty] | 0
0 | 0 | 0 | 0 | [10 empty] | 0
0 | 0 | 0 | 0 | [10 empty] | 0
0 | 0 | 0 | 0 | [10 empty] | 0
0 | 0 | 0 | 0 | [10 empty] | 0
0 | 0 | 0 | 0 | [10 empty] | 0
0 | 0 | 0 | 0 | [10 empty] | 0
0 | 0 | 0 | 0 | [10 empty] | 0
0 | 0 | 0 | 0 | [10 empty] | 0
0 | 0 | 0 | 0 | [10 empty] | 0
0 | 0 | 0 | 0 | [10 empty] | 0
0 | 0 | 0 | 0 | [10 empty] | 0
0 | 0 | 0 | 0 | [10 empty] | 0
0 | 0 | 0 | 0 | [10 empty] | 0
0 | 0 | 0 | 0 | [10 empty] | 0
0 | 0 | 0 | 0 | [10 empty] | 0
0 | 0 | 0 | 0 | [10 empty] | 0
0 | 0 | 0 | 0 | [10 empty] | 0
0 | 0 | 0 | 0 | [10 empty] | 0
0 | 0 | 0 | 0 | [10 empty] | 0
0 | 0 | 0 | 0 | [10 empty] | 0
0 | 0 | 0 | 0 | [10 empty] | 0
0 | 0 | 0 | 0 | [10 empty] | 0
0 | 0 | 0 | 0 | [10 empty] | 0
0 | 0 | 0 | 0 | [10 empty] | 0
0 | 0 | 0 | 0 | [10 empty] | 0
0 | 0 | 0 | 0 | [10 empty] | 0
0 | 0 | 0 | 0 | [10 empty] | 0
0 | 0 | 0 | 0 | [10 empty] | 0
0 | 0 | 0 | 0 | [10 empty] | 0
0 | 0 | 0 | 0 | [10 empty] | 0
0 | 0 | 0 | 0 | [10 empty] | 0
0 | 0 | 0 | 0 | [10 empty] | 0
0 | 0 | 0 | 0 | [10 empty] | 0
0 | 0 | 0 | 0 | [10 empty] | 0
0 | 0 | 0 | 0 | [10 empty] | 0
0 | 0 | 0 | 0 | [10 empty] | 0
0 | 0 | 0 | 0 | [10 empty] | 0
0 | 0 | 0 | 0 | [10 empty] | 0
0 | 0 | 0 | 0 | [10 empty] | 0
0 | 0 | 0 | 0 | [10 empty] | 0
0 | 0 | 0 | 0 | [10 empty] | 0
0 | 0 | 0 | 0 | [10 empty] | 0
0 | 0 | 0 | 0 | [10 empty] | 0
0 | 0 | 0 | 0 | [10 empty] | 0
0 | 0 | 0 | 0 | [10 empty] | 0
0 | 0 | 0 | 0 | [10 empty] | 0
0 | 0 | 0 | 0 | [10 empty] | 0
0 | 0 | 0 | 0 | [10 empty] | 0
0 | 0 | 0 | 0 | [10 empty] | 0
0 | 0 | 0 | 0 | [10 empty] | 0
0 | 0 | 0 | 0 | [10 empty] | 0
0 | 0 | 0 | 0 | [10 empty] | 0
0 | 0 | 0 | 0 | [10 empty] | 0
0 | 0 | 0 | 0 | [10 empty] | 0
0 | 0 | 0 | 0 | [10 empty] | 0
0 | 0 | 0 | 0 | [10 empty] | 0
0 | 0 | 0 | 0 | [10 empty] | 0
0 | 0 | 0 | 0 | [10 empty] | 0
0 | 0 | 0 | 0 | [10 empty] | 0
0 | 0 | 0 | 0 | [10 empty] | 0
0 | 0 | 0 | 0 | [10 empty] | 0
0 | 0 | 0 | 0 | [10 empty] | 0
0 | 0 | 0 | 0 | [10 empty] | 0
0 | 0 | 0 | 0 | [10 empty] | 0
0 | 0 | 0 | 0 | [10 empty] | 0
0 | 0 | 0 | 0 | [10 empty] | 0
0 | 0 | 0 | 0 | [10 empty] | 0
0 | 0 | 0 | 0 | [10 empty] | 0
0 | 0 | 0 | 0 | [10 empty] | 0
0 | 0 | 0 | 0 | [10 empty] | 0
0 | 0 | 0 | 0 | [10 empty] | 0
0 | 0 | 0 | 0 | [10 empty] | 0
0 | 0 | 0 | 0 | [10 empty] | 0
0 | 0 | 0 | 0 | [10 empty] | 0
0 | 0 | 0 | 0 | [10 empty] | 0
0 | 0 | 0 | 0 | [10 empty] | 0
0 | 0 | 0 | 0 | [10 empty] | 0
0 | 0 | 0 | 0 | [10 empty] | 0
0 | 0 | 0 | 0 | [10 empty] | 0
0 | 0 | 0 | 0 | [10 empty] | 0
0 | 0 | 0 | 0 | [10 empty] | 0
0 | 0 | 0 | 0 | [10 empty] | 0
0 | 0 | 0 | 0 | [10 empty] | 0
0 | 0 | 0 | 0 | [10 empty] | 0
0 | 0 | 0 | 0 | [10 empty] | 0
0 | 0 | 0 | 0 | [10 empty] | 0
0 | 0 | 0 | 0 | [10 empty] | 0
0 | 0 | 0 | 0 | [10 empty] | 0
0 | 0 | 0 | 0 | [10 empty] | 0
0 | 0 | 0 | 0 | [10 empty] | 0
0 | 0 | 0 | 0 | [10 empty] | 0
0 | 0 | 0 | 0 | [10 empty] | 0
0 | 0 | 0 | 0 | [10 empty] | 0
0 | 0 | 0 | 0 | [10 empty] | 0
0 | 0 | 0 | 0 | [10 empty] | 0
0 | 0 | 0 | 0 | [10 empty] | 0
0 | 0 | 0 | 0 | [10 empty] | 0
0 | 0 | 0 | 0 | [10 empty] | 0
0 | 0 | 0 | 0 | [10 empty] | 0
0 | 0 | 0 | 0 | [10 empty] | 0
0 | 0 | 0 | 0 | [10 empty] | 0
0 | 0 | 0 | 0 | [10 empty] | 0
0 | 0 | 0 | 0 | [10 empty] | 0
0 | 0 | 0 | 0 | [10 empty] | 0
0 | 0 | 0 | 0 | [10 empty] | 0
0 | 0 | 0 | 0 | [10 empty] | 0
0 | 0 | 0 | 0 | [10 empty] | 0
0 | 0 | 0 | 0 | [10 empty] | 0
0 | 0 | 0 | 0 | [10 empty] | 0
0 | 0 | 0 | 0 | [10 empty] | 0
0 | 0 | 0 | 0 | [10 empty] | 0
0 | 0 | 0 | 0 | [10 empty] | 0
0 | 0 | 0 | 0 | [10 empty] | 0
0 | 0 | 0 | 0 | [10 empty] | 0
0 | 0 | 0 | 0 | [10 empty] | 0
0 | 0 | 0 | 0 | [10 empty] | 0
0 | 0 | 0 | 0 | [10 empty] | 0
0 | 0 | 0 | 0 | [10 empty] | 0
0 | 0 | 0 | 0 | [10 empty] | 0
0 | 0 | 0 | 0 | [10 empty] | 0
0 | 0 | 0 | 0 | [10 empty] | 0
0 | 0 | 0 | 0 | [10 empty] | 0
0 | 0 | 0 | 0 | [10 empty] | 0
0 | 0 | 0 | 0 | [10 empty] | 0
0 | 0 | 0 | 0 | [10 empty] | 0
0 | 0 | 0 | 0 | [10 empty] | 0
0 | 0 | 0 | 0 | [10 empty] | 0
0 | 0 | 0 | 0 | [10 empty] | 0
0 | 0 | 0 | 0 | [10 empty] | 0
0 | 0 | 0 | 0 | [10 empty] | 0
0 | 0 | 0 | 0 | [10 empty] | 0
0 | 0 | 0 | 0 | [10 empty] | 0
0 | 0 | 0 | 0 | [10 empty] | 0
0 | 0 | 0 | 0 | [10 empty] | 0
0 | 0 | 0 | 0 | [10 empty] | 0
0 | 0 | 0 | 0 | [10 empty] | 0
0 | 0 | 0 | 0 | [10 empty] | 0
0 | 0 | 0 | 0 | [10 empty] | 0
0 | 0 | 0 | 0 | [10 empty] | 0
0 | 0 | 0 | 0 | [10 empty] | 0
0 | 0 | 0 | 0 | [10 empty] | 0
0 | 0 | 0 | 0 | [10 empty] | 0
0 | 0 | 0 | 0 | [10 empty] | 0
0 | 0 | 0 | 0 | [10 empty] | 0
0 | 0 | 0 | 0 | [10 empty] | 0
0 | 0 | 0 | 0 | [10 empty] | 0
0 | 0 | 0 | 0 | [10 empty] | 0
0 | 0 | 0 | 0 | [10 empty] | 0
0 | 0 | 0 | 0 | [10 empty] | 0
0 | 0 | 0 | 0 | [10 empty] | 0
0 | 0 | 0 | 0 | [10 empty] | 0
0 | 0 | 0 | 0 | [10 empty] | 0
0 | 0 | 0 | 0 | [10 empty] | 0
0 | 0 | 0 | 0 | [10 empty] | 0
0 | 0 | 0 | 0 | [10 empty] | 0
0 | 0 | 0 | 0 | [10 empty] | 0
0 | 0 | 0 | 0 | [10 empty] | 0
0 | 0 | 0 | 0 | [10 empty] | 0
0 | 0 | 0 | 0 | [10 empty] | 0
0 | 0 | 0 | 0 | [10 empty] | 0
0 | 0 | 0 | 0 | [10 empty] | 0
0 | 0 | 0 | 0 | [10 empty] | 0
0 | 0 | 0 | 0 | [10 empty] | 0
0 | 0 | 0 | 0 | [10 empty] | 0
0 | 0 | 0 | 0 | [10 empty] | 0
0 | 0 | 0 | 0 | [10 empty] | 0
0 | 0 | 0 | 0 | [10 empty] | 0
0 | 0 | 0 | 0 | [10 empty] | 0
0 | 0 | 0 | 0 | [10 empty] | 0
0 | 0 | 0 | 0 | [10 empty] | 0
0 | 0 | 0 | 0 | [10 empty] | 0
0 | 0 | 0 | 0 | [10 empty] | 0
0 | 0 | 0 | 0 | [10 empty] | 0
0 | 0 | 0 | 0 | [10 empty] | 0
0 | 0 | 0 | 0 | [10 empty] | 0
0 | 0 | 0 | 0 | [10 empty] | 0
0 | 0 | 0 | 0 | [10 empty] | 0
0 | 0 | 0 | 0 | [10 empty] | 0
0 | 0 | 0 | 0 | [10 empty] | 0
0 | 0 | 0 | 0 | [10 empty] | 0
0 | 0 | 0 | 0 | [10 empty] | 0
0 | 0 | 0 | 0 | [10 empty] | 0
0 | 0 | 0 | 0 | [10 empty] | 0
0 | 0 | 0 | 0 | [10 empty] | 0
0 | 0 | 0 | 0 | [10 empty] | 0
0 | 0 | 0 | 0 | [10 empty] | 0
0 | 0 | 0 | 0 | [10 empty] | 0
0 | 0 | 0 | 0 | [10 empty] | 0
0 | 0 | 0 | 0 | [10 empty] | 0
0 | 0 | 0 | 0 | [10 empty] | 0
0 | 0 | 0 | 0 | [10 empty] | 0
0 | 0 | 0 | 0 | [10 empty] | 0
0 | 0 | 0 | 0 | [10 empty] | 0
0 | 0 | 0 | 0 | [10 empty] | 0
0 | 0 | 0 | 0 | [10 empty] | 0
0 | 0 | 0 | 0 | [10 empty] | 0
0 | 0 | 0 | 0 | [10 empty] | 0
0 | 0 | 0 | 0 | [10 empty] | 0
0 | 0 | 0 | 0 | [10 empty] | 0
0 | 0 | 0 | 0 | [10 empty] | 0
0 | 0 | 0 | 0 | [10 empty] | 0
0 | 0 | 0 | 0 | [10 empty] | 0
0 | 0 | 0 | 0 | [10 empty] | 0
0 | 0 | 0 | 0 | [10 empty] | 0
0 | 0 | 0 | 0 | [10 empty] | 0
0 | 0 | 0 | 0 | [10 empty] | 0
0 | 0 | 0 | 0 | [10 empty] | 0
0 | 0 | 0 | 0 | [10 empty] | 0
0 | 0 | 0 | 0 | [10 empty] | 0
0 | 0 | 0 | 0 | [10 empty] | 0
0 | 0 | 0 | 0 | [10 empty] | 0
0 | 0 | 0 | 0 | [10 empty] | 0
0 | 0 | 0 | 0 | [10 empty] | 0
0 | 0 | 0 | 0 | [10 empty] | 0
0 | 0 | 0 | 0 | [10 empty] | 0
0 | 0 | 0 | 0 | [10 empty] | 0
0 | 0 | 0 | 0 | [10 empty] | 0
0 | 0 | 0 | 0 | [10 empty] | 0
0 | 0 | 0 | 0 | [10 empty] | 0
0 | 0 | 0 | 0 | [10 empty] | 0
0 | 0 | 0 | 0 | [10 empty] | 0
0 | 0 | 0 | 0 | [10 empty] | 0
0 | 0 | 0 | 0 | [10 empty] | 0
0 | 0 | 0 | 0 | [10 empty] | 0
0 | 0 | 0 | 0 | [10 empty] | 0
0 | 0 | 0 | 0 | [10 empty] | 0
0 | 0 | 0 | 0 | [10 empty] | 0
0 | 0 | 0 | 0 | [10 empty] | 0
0 | 0 | 0 | 0 | [10 empty] | 0
0 | 0 | 0 | 0 | [10 empty] | 0
0 | 0 | 0 | 0 | [10 empty] | 0
0 | 0 | 0 | 0 | [10 empty] | 0
0 | 0 | 0 | 0 | [10 empty] | 0
0 | 0 | 0 | 0 | [10 empty] | 0
0 | 0 | 0 | 0 | [10 empty] | 0
0 | 0 | 0 | 0 | [10 empty] | 0
0 | 0 | 0 | 0 | [10 empty] | 0
0 | 0 | 0 | 0 | [10 empty] | 0
0 | 0 | 0 | 0 | [10 empty] | 0
0 | 0 | 0 | 0 | [10 empty] | 0
0 | 0 | 0 | 0 | [10 empty] | 0
0 | 0 | 0 | 0 | [10 empty] | 0
0 | 0 | 0 | 0 | [10 empty] | 0
0 | 0 | 0 | 0 | [10 empty] | 0
0 | 0 | 0 | 0 | [10 empty] | 0
0 | 0 | 0 | 0 | [10 empty] | 0
0 | 0 | 0 | 0 | [10 empty] | 0
0 | 0 | 0 | 0 | [10 empty] | 0
0 | 0 | 0 | 0 | [10 empty] | 0
0 | 0 | 0 | 0 | [10 empty] | 0
0 | 0 | 0 | 0 | [10 empty] | 0
0 | 0 | 0 | 0 | [10 empty] | 0
0 | 0 | 0 | 0 | [10 empty] | 0
0 | 0 | 0 | 0 | [10 empty] | 0
0 | 0 | 0 | 0 | [10 empty] | 0
0 | 0 | 0 | 0 | [10 empty] | 0
0 | 0 | 0 | 0 | [10 empty] | 0
0 | 0 | 0 | 0 | [10 empty] | 0
0 | 0 | 0 | 0 | [10 empty] | 0
0 | 0 | 0 | 0 | [10 empty] | 0
0 | 0 | 0 | 0 | [10 empty] | 0
0 | 0 | 0 | 0 | [10 empty] | 0
0 | 0 | 0 | 0 | [10 empty] | 0
0 | 0 | 0 | 0 | [10 empty] | 0
0 | 0 | 0 | 0 | [10 empty] | 0
0 | 0 | 0 | 0 | [10 empty] | 0
0 | 0 | 0 | 0 | [10 empty] | 0
0 | 0 | 0 | 0 | [10 empty] | 0
0 | 0 | 0 | 0 | [10 empty] | 0
0 | 0 | 0 | 0 | [10 empty] | 0
0 | 0 | 0 | 0 | [10 empty] | 0
0 | 0 | 0 | 0 | [10 empty] | 0
0 | 0 | 0 | 0 | [10 empty] | 0
0 | 0 | 0 | 0 | [10 empty] | 0
0 | 0 | 0 | 0 | [10 empty] | 0
0 | 0 | 0 | 0 | [10 empty] | 0
0 | 0 | 0 | 0 | [10 empty] | 0
0 | 0 | 0 | 0 | [10 empty] | 0
0 | 0 | 0 | 0 | [10 empty] | 0
0 | 0 | 0 | 0 | [10 empty] | 0
0 | 0 | 0 | 0 | [10 empty] | 0
0 | 0 | 0 | 0 | [10 empty] | 0
0 | 0 | 0 | 0 | [10 empty] | 0
0 | 0 | 0 | 0 | [10 empty] | 0
0 | 0 | 0 | 0 | [10 empty] | 0
0 | 0 | 0 | 0 | [10 empty] | 0
0 | 0 | 0 | 0 | [10 empty] | 0
0 | 0 | 0 | 0 | [10 empty] | 0
0 | 0 | 0 | 0 | [10 empty] | 0
0 | 0 | 0 | 0 | [10 empty] | 0
0 | 0 | 0 | 0 | [10 empty] | 0
0 | 0 | 0 | 0 | [10 empty] | 0
0 | 0 | 0 | 0 | [10 empty] | 0
0 | 0 | 0 | 0 | [10 empty] | 0
0 | 0 | 0 | 0 | [10 empty] | 0
0 | 0 | 0 | 0 | [10 empty] | 0
0 | 0 | 0 | 0 | [10 empty] | 0
0 | 0 | 0 | 0 | [10 empty] | 0
0 | 0 | 0 | 0 | [10 empty] | 0
0 | 0 | 0 | 0 | [10 empty] | 0
0 | 0 | 0 | 0 | [10 empty] | 0
0 | 0 | 0 | 0 | [10 empty] | 0
0 | 0 | 0 | 0 | [10 empty] | 0
0 | 0 | 0 | 0 | [10 empty] | 0
0 | 0 | 0 | 0 | [10 empty] | 0
0 | 0 | 0 | 0 | [10 empty] | 0
0 | 0 | 0 | 0 | [10 empty] | 0
0 | 0 | 0 | 0 | [10 empty] | 0
0 | 0 | 0 | 0 | [10 empty] | 0
0 | 0 | 0 | 0 | [10 empty] | 0
0 | 0 | 0 | 0 | [10 empty] | 0
0 | 0 | 0 | 0 | [10 empty] | 0
0 | 0 | 0 | 0 | [10 empty] | 0
0 | 0 | 0 | 0 | [10 empty] | 0
0 | 0 | 0 | 0 | [10 empty] | 0
0 | 0 | 0 | 0 | [10 empty] | 0
0 | 0 | 0 | 0 | [10 empty] | 0
0 | 0 | 0 | 0 | [10 empty] | 0
0 | 0 | 0 | 0 | [10 empty] | 0
0 | 0 | 0 | 0 | [10 empty] | 0
0 | 0 | 0 | 0 | [10 empty] | 0
0 | 0 | 0 | 0 | [10 empty] | 0
0 | 0 | 0 | 0 | [10 empty] | 0
0 | 0 | 0 | 0 | [10 empty] | 0
0 | 0 | 0 | 0 | [10 empty] | 0
0 | 0 | 0 | 0 | [10 empty] | 0
0 | 0 | 0 | 0 | [10 empty] | 0
0 | 0 | 0 | 0 | [10 empty] | 0
0 | 0 | 0 | 0 | [10 empty] | 0
0 | 0 | 0 | 0 | [10 empty] | 0
0 | 0 | 0 | 0 | [10 empty] | 0
0 | 0 | 0 | 0 | [10 empty] | 0
0 | 0 | 0 | 0 | [10 empty] | 0
0 | 0 | 0 | 0 | [10 empty] | 0
0 | 0 | 0 | 0 | [10 empty] | 0
0 | 0 | 0 | 0 | [10 empty] | 0
0 | 0 | 0 | 0 | [10 empty] | 0
0 | 0 | 0 | 0 | [10 empty] | 0
0 | 0 | 0 | 0 | [10 empty] | 0
0 | 0 | 0 | 0 | [10 empty] | 0
0 | 0 | 0 | 0 | [10 empty] | 0
0 | 0 | 0 | 0 | [10 empty] | 0
0 | 0 | 0 | 0 | [10 empty] | 0
0 | 0 | 0 | 0 | [10 empty] | 0
0 | 0 | 0 | 0 | [10 empty] | 0
0 | 0 | 0 | 0 | [10 empty] | 0
0 | 0 | 0 | 0 | [10 empty] | 0
0 | 0 | 0 | 0 | [10 empty] | 0
0 | 0 | 0 | 0 | [10 empty] | 0
0 | 0 | 0 | 0 | [10 empty] | 0
0 | 0 | 0 | 0 | [10 empty] | 0
0 | 0 | 0 | 0 | [10 empty] | 0
0 | 0 | 0 | 0 | [10 empty] | 0
0 | 0 | 0 | 0 | [10 empty] | 0
0 | 0 | 0 | 0 | [10 empty] | 0
0 | 0 | 0 | 0 | [10 empty] | 0
0 | 0 | 0 | 0 | [10 empty] | 0
0 | 0 | 0 | 0 | [10 empty] | 0
0 | 0 | 0 | 0 | [10 empty] | 0
0 | 0 | 0 | 0 | [10 empty] | 0
0 | 0 | 0 | 0 | [10 empty] | 0
0 | 0 | 0 | 0 | [10 empty] | 0
0 | 0 | 0 | 0 | [10 empty] | 0
0 | 0 | 0 | 0 | [10 empty] | 0
0 | 0 | 0 | 0 | [10 empty] | 0
0 | 0 | 0 | 0 | [10 empty] | 0
0 | 0 | 0 | 0 | [10 empty] | 0
0 | 0 | 0 | 0 | [10 empty] | 0
0 | 0 | 0 | 0 | [10 empty] | 0
0 | 0 | 0 | 0 | [10 empty] | 0
0 | 0 | 0 | 0 | [10 empty] | 0
0 | 0 | 0 | 0 | [10 empty] | 0
0 | 0 | 0 | 0 | [10 empty] | 0
0 | 0 | 0 | 0 | [10 empty] | 0
0 | 0 | 0 | 0 | [10 empty] | 0
0 | 0 | 0 | 0 | [10 empty] | 0
0 | 0 | 0 | 0 | [10 empty] | 0
0 | 0 | 0 | 0 | [10 empty] | 0
0 | 0 | 0 | 0 | [10 empty] | 0
0 | 0 | 0 | 0 | [10 empty] | 0
0 | 0 | 0 | 0 | [10 empty] | 0
0 | 0 | 0 | 0 | [10 empty] | 0
0 | 0 | 0 | 0 | [10 empty] | 0
0 | 0 | 0 | 0 | [10 empty] | 0
0 | 0 | 0 | 0 | [10 empty] | 0
0 | 0 | 0 | 0 | [10 empty] | 0
0 | 0 | 0 | 0 | [10 empty] | 0
0 | 0 | 0 | 0 | [10 empty] | 0
0 | 0 | 0 | 0 | [10 empty] | 0
0 | 0 | 0 | 0 | [10 empty] | 0
0 | 0 | 0 | 0 | [10 empty] | 0
0 | 0 | 0 | 0 | [10 empty] | 0
0 | 0 | 0 | 0 | [10 empty] | 0
0 | 0 | 0 | 0 | [10 empty] | 0
0 | 0 | 0 | 0 | [10 empty] | 0
0 | 0 | 0 | 0 | [10 empty] | 0
0 | 0 | 0 | 0 | [10 empty] | 0
0 | 0 | 0 | 0 | [10 empty] | 0
0 | 0 | 0 | 0 | [10 empty] | 0
0 | 0 | 0 | 0 | [10 empty] | 0
0 | 0 | 0 | 0 | [10 empty] | 0
0 | 0 | 0 | 0 | [10 empty] | 0
0 | 0 | 0 | 0 | [10 empty] | 0
0 | 0 | 0 | 0 | [10 empty] | 0
0 | 0 | 0 | 0 | [10 empty] | 0
0 | 0 | 0 | 0 | [10 empty] | 0
0 | 0 | 0 | 0 | [10 empty] | 0
0 | 0 | 0 | 0 | [10 empty] | 0
0 | 0 | 0 | 0 | [10 empty] | 0
0 | 0 | 0 | 0 | [10 empty] | 0
0 | 0 | 0 | 0 | [10 empty] | 0
0 | 0 | 0 | 0 | [10 empty] | 0
0 | 0 | 0 | 0 | [10 empty] | 0
0 | 0 | 0 | 0 | [10 empty] | 0
0 | 0 | 0 | 0 | [10 empty] | 0
0 | 0 | 0 | 0 | [10 empty] | 0
0 | 0 | 0 | 0 | [10 empty] | 0
0 | 0 | 0 | 0 | [10 empty] | 0
0 | 0 | 0 | 0 | [10 empty] | 0
0 | 0 | 0 | 0 | [10 empty] | 0
0 | 0 | 0 | 0 | [10 empty] | 0
0 | 0 | 0 | 0 | [10 empty] | 0
0 | 0 | 0 | 0 | [10 empty] | 0
0 | 0 | 0 | 0 | [10 empty] | 0
0 | 0 | 0 | 0 | [10 empty] | 0
0 | 0 | 0 | 0 | [10 empty] | 0
0 | 0 | 0 | 0 | [10 empty] | 0
0 | 0 | 0 | 0 | [10 empty] | 0
0 | 0 | 0 | 0 | [10 empty] | 0
0 | 0 | 0 | 0 | [10 empty] | 0
0 | 0 | 0 | 0 | [10 empty] | 0
0 | 0 | 0 | 0 | [10 empty] | 0
0 | 0 | 0 | 0 | [10 empty] | 0
0 | 0 | 0 | 0 | [10 empty] | 0
0 | 0 | 0 | 0 | [10 empty] | 0
0 | 0 | 0 | 0 | [10 empty] | 0
0 | 0 | 0 | 0 | [10 empty] | 0
0 | 0 | 0 | 0 | [10 empty] | 0
0 | 0 | 0 | 0 | [10 empty] | 0
0 | 0 | 0 | 0 | [10 empty] | 0
0 | 0 | 0 | 0 | [10 empty] | 0
0 | 0 | 0 | 0 | [10 empty] | 0
0 | 0 | 0 | 0 | [10 empty] | 0
0 | 0 | 0 | 0 | [10 empty] | 0
0 | 0 | 0 | 0 | [10 empty] | 0
0 | 0 | 0 | 0 | [10 empty] | 0
0 | 0 | 0 | 0 | [10 empty] | 0
0 | 0 | 0 | 0 | [10 empty] | 0
0 | 0 | 0 | 0 | [10 empty] | 0
0 | 0 | 0 | 0 | [10 empty] | 0
0 | 0 | 0 | 0 | [10 empty] | 0
0 | 0 | 0 | 0 | [10 empty] | 0
0 | 0 | 0 | 0 | [10 empty] | 0
0 | 0 | 0 | 0 | [10 empty] | 0
0 | 0 | 0 | 0 | [10 empty] | 0
0 | 0 | 0 | 0 | [10 empty] | 0
0 | 0 | 0 | 0 | [10 empty] | 0
0 | 0 | 0 | 0 | [10 empty] | 0
0 | 0 | 0 | 0 | [10 empty] | 0
0 | 0 | 0 | 0 | [10 empty] | 0
0 | 0 | 0 | 0 | [10 empty] | 0
0 | 0 | 0 | 0 | [10 empty] | 0
0 | 0 | 0 | 0 | [10 empty] | 0
0 | 0 | 0 | 0 | [10 empty] | 0
0 | 0 | 0 | 0 | [10 empty] | 0
0 | 0 | 0 | 0 | [10 empty] | 0
0 | 0 | 0 | 0 | [10 empty] | 0
0 | 0 | 0 | 0 | [10 empty] | 0
0 | 0 | 0 | 0 | [10 empty] | 0
0 | 0 | 0 | 0 | [10 empty] | 0
0 | 0 | 0 | 0 | [10 empty] | 0
0 | 0 | 0 | 0 | [10 empty] | 0
0 | 0 | 0 | 0 | [10 empty] | 0
0 | 0 | 0 | 0 | [10 empty] | 0
0 | 0 | 0 | 0 | [10 empty] | 0
0 | 0 | 0 | 0 | [10 empty] | 0
0 | 0 | 0 | 0 | [10 empty] | 0
0 | 0 | 0 | 0 | [10 empty] | 0
0 | 0 | 0 | 0 | [10 empty] | 0
0 | 0 | 0 | 0 | [10 empty] | 0
0 | 0 | 0 | 0 | [10 empty] | 0
0 | 0 | 0 | 0 | [10 empty] | 0
0 | 0 | 0 | 0 | [10 empty] | 0
0 | 0 | 0 | 0 | [10 empty] | 0
0 | 0 | 0 | 0 | [10 empty] | 0
0 | 0 | 0 | 0 | [10 empty] | 0
0 | 0 | 0 | 0 | [10 empty] | 0
0 | 0 | 0 | 0 | [10 empty] | 0
0 | 0 | 0 | 0 | [10 empty] | 0
0 | 0 | 0 | 0 | [10 empty] | 0
0 | 0 | 0 | 0 | [10 empty] | 0
0 | 0 | 0 | 0 | [10 empty] | 0
0 | 0 | 0 | 0 | [10 empty] | 0
0 | 0 | 0 | 0 | [10 empty] | 0
0 | 0 | 0 | 0 | [10 empty] | 0
0 | 0 | 0 | 0 | [10 empty] | 0
0 | 0 | 0 | 0 | [10 empty] | 0
0 | 0 | 0 | 0 | [10 empty] | 0
0 | 0 | 0 | 0 | [10 empty] | 0
0 | 0 | 0 | 0 | [10 empty] | 0
0 | 0 | 0 | 0 | [10 empty] | 0
0 | 0 | 0 | 0 | [10 empty] | 0
0 | 0 | 0 | 0 | [10 empty] | 0
0 | 0 | 0 | 0 | [10 empty] | 0
0 | 0 | 0 | 0 | [10 empty] | 0
0 | 0 | 0 | 0 | [10 empty] | 0
0 | 0 | 0 | 0 | [10 empty] | 0
0 | 0 | 0 | 0 | [10 empty] | 0
0 | 0 | 0 | 0 | [10 empty] | 0
0 | 0 | 0 | 0 | [10 empty] | 0
0 | 0 | 0 | 0 | [10 empty] | 0
0 | 0 | 0 | 0 | [10 empty] | 0
0 | 0 | 0 | 0 | [10 empty] | 0
0 | 0 | 0 | 0 | [10 empty] | 0
0 | 0 | 0 | 0 | [10 empty] | 0
0 | 0 | 0 | 0 | [10 empty] | 0
0 | 0 | 0 | 0 | [10 empty] | 0
0 | 0 | 0 | 0 | [10 empty] | 0
0 | 0 | 0 | 0 | [10 empty] | 0
0 | 0 | 0 | 0 | [10 empty] | 0
0 | 0 | 0 | 0 | [10 empty] | 0
0 | 0 | 0 | 0 | [10 empty] | 0
0 | 0 | 0 | 0 | [10 empty] | 0
0 | 0 | 0 | 0 | [10 empty] | 0
0 | 0 | 0 | 0 | [10 empty] | 0
0 | 0 | 0 | 0 | [10 empty] | 0
0 | 0 | 0 | 0 | [10 empty] | 0
0 | 0 | 0 | 0 | [10 empty] | 0
0 | 0 | 0 | 0 | [10 empty] | 0
0 | 0 | 0 | 0 | [10 empty] | 0
0 | 0 | 0 | 0 | [10 empty] | 0
0 | 0 | 0 | 0 | [10 empty] | 0
0 | 0 | 0 | 0 | [10 empty] | 0
0 | 0 | 0 | 0 | [10 empty] | 0
0 | 0 | 0 | 0 | [10 empty] | 0
0 | 0 | 0 | 0 | [10 empty] | 0
0 | 0 | 0 | 0 | [10 empty] | 0
0 | 0 | 0 | 0 | [10 empty] | 0
0 | 0 | 0 | 0 | [10 empty] | 0
0 | 0 | 0 | 0 | [10 empty] | 0
0 | 0 | 0 | 0 | [10 empty] | 0
0 | 0 | 0 | 0 | [10 empty] | 0
0 | 0 | 0 | 0 | [10 empty] | 0
0 | 0 | 0 | 0 | [10 empty] | 0
0 | 0 | 0 | 0 | [10 empty] | 0
0 | 0 | 0 | 0 | [10 empty] | 0
0 | 0 | 0 | 0 | [10 empty] | 0
0 | 0 | 0 | 0 | [10 empty] | 0
0 | 0 | 0 | 0 | [10 empty] | 0
0 | 0 | 0 | 0 | [10 empty] | 0
0 | 0 | 0 | 0 | [10 empty] | 0
0 | 0 | 0 | 0 | [10 empty] | 0
0 | 0 | 0 | 0 | [10 empty] | 0
0 | 0 | 0 | 0 | [10 empty] | 0
0 | 0 | 0 | 0 | [10 empty] | 0
0 | 0 | 0 | 0 | [10 empty] | 0
0 | 0 | 0 | 0 | [10 empty] | 0
0 | 0 | 0 | 0 | [10 empty] | 0
0 | 0 | 0 | 0 | [10 empty] | 0
0 | 0 | 0 | 0 | [10 empty] | 0
0 | 0 | 0 | 0 | [10 empty] | 0
0 | 0 | 0 | 0 | [10 empty] | 0
0 | 0 | 0 | 0 | [10 empty] | 0
0 | 0 | 0 | 0 | [10 empty] | 0
0 | 0 | 0 | 0 | [10 empty] | 0
0 | 0 | 0 | 0 | [10 empty] | 0
0 | 0 | 0 | 0 | [10 empty] | 0
0 | 0 | 0 | 0 | [10 empty] | 0
0 | 0 | 0 | 0 | [10 empty] | 0
0 | 0 | 0 | 0 | [10 empty] | 0
0 | 0 | 0 | 0 | [10 empty] | 0
0 | 0 | 0 | 0 | [10 empty] | 0
0 | 0 | 0 | 0 | [10 empty] | 0
0 | 0 | 0 | 0 | [10 empty] | 0
0 | 0 | 0 | 0 | [10 empty] | 0
0 | 0 | 0 | 0 | [10 empty] | 0
0 | 0 | 0 | 0 | [10 empty] | 0
0 | 0 | 0 | 0 | [10 empty] | 0
0 | 0 | 0 | 0 | [10 empty] | 0
0 | 0 | 0 | 0 | [10 empty] | 0
0 | 0 | 0 | 0 | [10 empty] | 0
0 | 0 | 0 | 0 | [10 empty] | 0
0 | 0 | 0 | 0 | [10 empty] | 0
0 | 0 | 0 | 0 | [10 empty] | 0
0 | 0 | 0 | 0 | [10 empty] | 0
0 | 0 | 0 | 0 | [10 empty] | 0
0 | 0 | 0 | 0 | [10 empty] | 0
0 | 0 | 0 | 0 | [10 empty] | 0
0 | 0 | 0 | 0 | [10 empty] | 0
0 | 0 | 0 | 0 | [10 empty] | 0
0 | 0 | 0 | 0 | [10 empty] | 0
0 | 0 | 0 | 0 | [10 empty] | 0
0 | 0 | 0 | 0 | [10 empty] | 0
0 | 0 | 0 | 0 | [10 empty] | 0
0 | 0 | 0 | 0 | [10 empty] | 0
0 | 0 | 0 | 0 | [10 empty] | 0
0 | 0 | 0 | 0 | [10 empty] | 0
0 | 0 | 0 | 0 | [10 empty] | 0
0 | 0 | 0 | 0 | [10 empty] | 0
0 | 0 | 0 | 0 | [10 empty] | 0
0 | 0 | 0 | 0 | [10 empty] | 0
0 | 0 | 0 | 0 | [10 empty] | 0
0 | 0 | 0 | 0 | [10 empty] | 0
0 | 0 | 0 | 0 | [10 empty] | 0
0 | 0 | 0 | 0 | [10 empty] | 0
0 | 0 | 0 | 0 | [10 empty] | 0
0 | 0 | 0 | 0 | [10 empty] | 0
0 | 0 | 0 | 0 | [10 empty] | 0
0 | 0 | 0 | 0 | [10 empty] | 0
0 | 0 | 0 | 0 | [10 empty] | 0
0 | 0 | 0 | 0 | [10 empty] | 0
0 | 0 | 0 | 0 | [10 empty] | 0
0 | 0 | 0 | 0 | [10 empty] | 0
0 | 0 | 0 | 0 | [10 empty] | 0
0 | 0 | 0 | 0 | [10 empty] | 0
0 | 0 | 0 | 0 | [10 empty] | 0
0 | 0 | 0 | 0 | [10 empty] | 0
0 | 0 | 0 | 0 | [10 empty] | 0
0 | 0 | 0 | 0 | [10 empty] | 0
0 | 0 | 0 | 0 | [10 empty] | 0
0 | 0 | 0 | 0 | [10 empty] | 0
0 | 0 | 0 | 0 | [10 empty] | 0
0 | 0 | 0 | 0 | [10 empty] | 0
0 | 0 | 0 | 0 | [10 empty] | 0
0 | 0 | 0 | 0 | [10 empty] | 0
0 | 0 | 0 | 0 | [10 empty] | 0
0 | 0 | 0 | 0 | [10 empty] | 0
0 | 0 | 0 | 0 | [10 empty] | 0
0 | 0 | 0 | 0 | [10 empty] | 0
0 | 0 | 0 | 0 | [10 empty] | 0
0 | 0 | 0 | 0 | [10 empty] | 0
0 | 0 | 0 | 0 | [10 empty] | 0
0 | 0 | 0 | 0 | [10 empty] | 0
0 | 0 | 0 | 0 | [10 empty] | 0
0 | 0 | 0 | 0 | [10 empty] | 0
0 | 0 | 0 | 0 | [10 empty] | 0
0 | 0 | 0 | 0 | [10 empty] | 0
0 | 0 | 0 | 0 | [10 empty] | 0
0 | 0 | 0 | 0 | [10 empty] | 0
0 | 0 | 0 | 0 | [10 empty] | 0
0 | 0 | 0 | 0 | [10 empty] | 0
0 | 0 | 0 | 0 | [10 empty] | 0
0 | 0 | 0 | 0 | [10 empty] | 0
0 | 0 | 0 | 0 | [10 empty] | 0
0 | 0 | 0 | 0 | [10 empty] | 0
0 | 0 | 0 | 0 | [10 empty] | 0
0 | 0 | 0 | 0 | [10 empty] | 0
0 | 0 | 0 | 0 | [10 empty] | 0
0 | 0 | 0 | 0 | [10 empty] | 0
0 | 0 | 0 | 0 | [10 empty] | 0
0 | 0 | 0 | 0 | [10 empty] | 0
0 | 0 | 0 | 0 | [10 empty] | 0
0 | 0 | 0 | 0 | [10 empty] | 0
0 | 0 | 0 | 0 | [10 empty] | 0
0 | 0 | 0 | 0 | [10 empty] | 0
0 | 0 | 0 | 0 | [10 empty] | 0
0 | 0 | 0 | 0 | [10 empty] | 0
0 | 0 | 0 | 0 | [10 empty] | 0
0 | 0 | 0 | 0 | [10 empty] | 0
0 | 0 | 0 | 0 | [10 empty] | 0
0 | 0 | 0 | 0 | [10 empty] | 0
0 | 0 | 0 | 0 | [10 empty] | 0
0 | 0 | 0 | 0 | [10 empty] | 0
0 | 0 | 0 | 0 | [10 empty] | 0
0 | 0 | 0 | 0 | [10 empty] | 0
0 | 0 | 0 | 0 | [10 empty] | 0
0 | 0 | 0 | 0 | [10 empty] | 0
0 | 0 | 0 | 0 | [10 empty] | 0
0 | 0 | 0 | 0 | [10 empty] | 0
0 | 0 | 0 | 0 | [10 empty] | 0
0 | 0 | 0 | 0 | [10 empty] | 0
0 | 0 | 0 | 0 | [10 empty] | 0
0 | 0 | 0 | 0 | [10 empty] | 0
0 | 0 | 0 | 0 | [10 empty] | 0
0 | 0 | 0 | 0 | [10 empty] | 0
0 | 0 | 0 | 0 | [10 empty] | 0
0 | 0 | 0 | 0 | [10 empty] | 0
0 | 0 | 0 | 0 | [10 empty] | 0
0 | 0 | 0 | 0 | [10 empty] | 0
0 | 0 | 0 | 0 | [10 empty] | 0
0 | 0 | 0 | 0 | [10 empty] | 0
0 | 0 | 0 | 0 | [10 empty] | 0
0 | 0 | 0 | 0 | [10 empty] | 0
0 | 0 | 0 | 0 | [10 empty] | 0
0 | 0 | 0 | 0 | [10 empty] | 0
0 | 0 | 0 | 0 | [10 empty] | 0
0 | 0 | 0 | 0 | [10 empty] | 0
0 | 0 | 0 | 0 | [10 empty] | 0
0 | 0 | 0 | 0 | [10 empty] | 0
0 | 0 | 0 | 0 | [10 empty] | 0
0 | 0 | 0 | 0 | [10 empty] | 0
0 | 0 | 0 | 0 | [10 empty] | 0
0 | 0 | 0 | 0 | [10 empty] | 0
0 | 0 | 0 | 0 | [10 empty] | 0
0 | 0 | 0 | 0 | [10 empty] | 0
0 | 0 | 0 | 0 | [10 empty] | 0
0 | 0 | 0 | 0 | [10 empty] | 0
0 | 0 | 0 | 0 | [10 empty] | 0
0 | 0 | 0 | 0 | [10 empty] | 0
0 | 0 | 0 | 0 | [10 empty] | 0
0 | 0 | 0 | 0 | [10 empty] | 0
0 | 0 | 0 | 0 | [10 empty] | 0
0 | 0 | 0 | 0 | [10 empty] | 0
0 | 0 | 0 | 0 | [10 empty] | 0
0 | 0 | 0 | 0 | [10 empty] | 0
0 | 0 | 0 | 0 | [10 empty] | 0
0 | 0 | 0 | 0 | [10 empty] | 0
0 | 0 | 0 | 0 | [10 empty] | 0
0 | 0 | 0 | 0 | [10 empty] | 0
0 | 0 | 0 | 0 | [10 empty] | 0
0 | 0 | 0 | 0 | [10 empty] | 0
0 | 0 | 0 | 0 | [10 empty] | 0
0 | 0 | 0 | 0 | [10 empty] | 0
0 | 0 | 0 | 0 | [10 empty] | 0
0 | 0 | 0 | 0 | [10 empty] | 0
0 | 0 | 0 | 0 | [10 empty] | 0
0 | 0 | 0 | 0 | [10 empty] | 0
0 | 0 | 0 | 0 | [10 empty] | 0
0 | 0 | 0 | 0 | [10 empty] | 0
0 | 0 | 0 | 0 | [10 empty] | 0
0 | 0 | 0 | 0 | [10 empty] | 0
0 | 0 | 0 | 0 | [10 empty] | 0
0 | 0 | 0 | 0 | [10 empty] | 0
0 | 0 | 0 | 0 | [10 empty] | 0
0 | 0 | 0 | 0 | [10 empty] | 0
0 | 0 | 0 | 0 | [10 empty] | 0
0 | 0 | 0 | 0 | [10 empty] | 0
0 | 0 | 0 | 0 | [10 empty] | 0
0 | 0 | 0 | 0 | [10 empty] | 0
0 | 0 | 0 | 0 | [10 empty] | 0
0 | 0 | 0 | 0 | [10 empty] | 0
0 | 0 | 0 | 0 | [10 empty] | 0
0 | 0 | 0 | 0 | [10 empty] | 0
0 | 0 | 0 | 0 | [10 empty] | 0
0 | 0 | 0 | 0 | [10 empty] | 0
0 | 0 | 0 | 0 | [10 empty] | 0
0 | 0 | 0 | 0 | [10 empty] | 0
0 | 0 | 0 | 0 | [10 empty] | 0
0 | 0 | 0 | 0 | [10 empty] | 0
0 | 0 | 0 | 0 | [10 empty] | 0
0 | 0 | 0 | 0 | [10 empty] | 0
0 | 0 | 0 | 0 | [10 empty] | 0
0 | 0 | 0 | 0 | [10 empty] | 0
0 | 0 | 0 | 0 | [10 empty] | 0
0 | 0 | 0 | 0 | [10 empty] | 0
0 | 0 | 0 | 0 | [10 empty] | 0
0 | 0 | 0 | 0 | [10 empty] | 0
0 | 0 | 0 | 0 | [10 empty] | 0
0 | 0 | 0 | 0 | [10 empty] | 0
0 | 0 | 0 | 0 | [10 empty] | 0
0 | 0 | 0 | 0 | [10 empty] | 0
0 | 0 | 0 | 0 | [10 empty] | 0
0 | 0 | 0 | 0 | [10 empty] | 0
0 | 0 | 0 | 0 | [10 empty] | 0
0 | 0 | 0 | 0 | [10 empty] | 0
0 | 0 | 0 | 0 | [10 empty] | 0
0 | 0 | 0 | 0 | [10 empty] | 0
0 | 0 | 0 | 0 | [10 empty] | 0
0 | 0 | 0 | 0 | [10 empty] | 0
0 | 0 | 0 | 0 | [10 empty] | 0
0 | 0 | 0 | 0 | [10 empty] | 0
0 | 0 | 0 | 0 | [10 empty] | 0
0 | 0 | 0 | 0 | [10 empty] | 0
0 | 0 | 0 | 0 | [10 empty] | 0
0 | 0 | 0 | 0 | [10 empty] | 0
0 | 0 | 0 | 0 | [10 empty] | 0
0 | 0 | 0 | 0 | [10 empty] | 0
0 | 0 | 0 | 0 | [10 empty] | 0
0 | 0 | 0 | 0 | [10 empty] | 0
0 | 0 | 0 | 0 | [10 empty] | 0
0 | 0 | 0 | 0 | [10 empty] | 0
0 | 0 | 0 | 0 | [10 empty] | 0
0 | 0 | 0 | 0 | [10 empty] | 0
0 | 0 | 0 | 0 | [10 empty] | 0
0 | 0 | 0 | 0 | [10 empty] | 0
0 | 0 | 0 | 0 | [10 empty] | 0
0 | 0 | 0 | 0 | [10 empty] | 0
0 | 0 | 0 | 0 | [10 empty] | 0
0 | 0 | 0 | 0 | [10 empty] | 0
0 | 0 | 0 | 0 | [10 empty] | 0
0 | 0 | 0 | 0 | [10 empty] | 0
0 | 0 | 0 | 0 | [10 empty] | 0
0 | 0 | 0 | 0 | [10 empty] | 0
0 | 0 | 0 | 0 | [10 empty] | 0
0 | 0 | 0 | 0 | [10 empty] | 0
0 | 0 | 0 | 0 | [10 empty] | 0
0 | 0 | 0 | 0 | [10 empty] | 0
0 | 0 | 0 | 0 | [10 empty] | 0
0 | 0 | 0 | 0 | [10 empty] | 0
0 | 0 | 0 | 0 | [10 empty] | 0
0 | 0 | 0 | 0 | [10 empty] | 0
0 | 0 | 0 | 0 | [10 empty] | 0
0 | 0 | 0 | 0 | [10 empty] | 0
0 | 0 | 0 | 0 | [10 empty] | 0
0 | 0 | 0 | 0 | [10 empty] | 0
0 | 0 | 0 | 0 | [10 empty] | 0
0 | 0 | 0 | 0 | [10 empty] | 0
0 | 0 | 0 | 0 | [10 empty] | 0
0 | 0 | 0 | 0 | [10 empty] | 0
0 | 0 | 0 | 0 | [10 empty] | 0
0 | 0 | 0 | 0 | [10 empty] | 0
0 | 0 | 0 | 0 | [10 empty] | 0
0 | 0 | 0 | 0 | [10 empty] | 0
0 | 0 | 0 | 0 | [10 empty] | 0
0 | 0 | 0 | 0 | [10 empty] | 0
0 | 0 | 0 | 0 | [10 empty] | 0
0 | 0 | 0 | 0 | [10 empty] | 0
0 | 0 | 0 | 0 | [10 empty] | 0
0 | 0 | 0 | 0 | [10 empty] | 0
0 | 0 | 0 | 0 | [10 empty] | 0
0 | 0 | 0 | 0 | [10 empty] | 0
0 | 0 | 0 | 0 | [10 empty] | 0
0 | 0 | 0 | 0 | [10 empty] | 0
0 | 0 | 0 | 0 | [10 empty] | 0
0 | 0 | 0 | 0 | [10 empty] | 0
0 | 0 | 0 | 0 | [10 empty] | 0
0 | 0 | 0 | 0 | [10 empty] | 0
0 | 0 | 0 | 0 | [10 empty] | 0
0 | 0 | 0 | 0 | [10 empty] | 0
0 | 0 | 0 | 0 | [10 empty] | 0
0 | 0 | 0 | 0 | [10 empty] | 0
0 | 0 | 0 | 0 | [10 empty] | 0
0 | 0 | 0 | 0 | [10 empty] | 0
0 | 0 | 0 | 0 | [10 empty] | 0
0 | 0 | 0 | 0 | [10 empty] | 0
0 | 0 | 0 | 0 | [10 empty] | 0
0 | 0 | 0 | 0 | [10 empty] | 0
0 | 0 | 0 | 0 | [10 empty] | 0
0 | 0 | 0 | 0 | [10 empty] | 0
0 | 0 | 0 | 0 | [10 empty] | 0
0 | 0 | 0 | 0 | [10 empty] | 0
0 | 0 | 0 | 0 | [10 empty] | 0
0 | 0 | 0 | 0 | [10 empty] | 0
0 | 0 | 0 | 0 | [10 empty] | 0
0 | 0 | 0 | 0 | [10 empty] | 0
0 | 0 | 0 | 0 | [10 empty] | 0
0 | 0 | 0 | 0 | [10 empty] | 0
0 | 0 | 0 | 0 | [10 empty] | 0
0 | 0 | 0 | 0 | [10 empty] | 0
0 | 0 | 0 | 0 | [10 empty] | 0
0 | 0 | 0 | 0 | [10 empty] | 0
0 | 0 | 0 | 0 | [10 empty] | 0
0 | 0 | 0 | 0 | [10 empty] | 0
0 | 0 | 0 | 0 | [10 empty] | 0
0 | 0 | 0 | 0 | [10 empty] | 0
0 | 0 | 0 | 0 | [10 empty] | 0
0 | 0 | 0 | 0 | [10 empty] | 0
0 | 0 | 0 | 0 | [10 empty] | 0
0 | 0 | 0 | 0 | [10 empty] | 0
0 | 0 | 0 | 0 | [10 empty] | 0
0 | 0 | 0 | 0 | [10 empty] | 0
0 | 0 | 0 | 0 | [10 empty] | 0
0 | 0 | 0 | 0 | [10 empty] | 0
0 | 0 | 0 | 0 | [10 empty] | 0
0 | 0 | 0 | 0 | [10 empty] | 0
0 | 0 | 0 | 0 | [10 empty] | 0
0 | 0 | 0 | 0 | [10 empty] | 0
0 | 0 | 0 | 0 | [10 empty] | 0
0 | 0 | 0 | 0 | [10 empty] | 0
0 | 0 | 0 | 0 | [10 empty] | 0
0 | 0 | 0 | 0 | [10 empty] | 0
0 | 0 | 0 | 0 | [10 empty] | 0
0 | 0 | 0 | 0 | [10 empty] | 0
0 | 0 | 0 | 0 | [10 empty] | 0
0 | 0 | 0 | 0 | [10 empty] | 0
0 | 0 | 0 | 0 | [10 empty] | 0
0 | 0 | 0 | 0 | [10 empty] | 0
0 | 0 | 0 | 0 | [10 empty] | 0
0 | 0 | 0 | 0 | [10 empty] | 0
0 | 0 | 0 | 0 | [10 empty] | 0
0 | 0 | 0 | 0 | [10 empty] | 0
0 | 0 | 0 | 0 | [10 empty] | 0
0 | 0 | 0 | 0 | [10 empty] | 0
0 | 0 | 0 | 0 | [10 empty] | 0
0 | 0 | 0 | 0 | [10 empty] | 0
0 | 0 | 0 | 0 | [10 empty] | 0
0 | 0 | 0 | 0 | [10 empty] | 0
0 | 0 | 0 | 0 | [10 empty] | 0
0 | 0 | 0 | 0 | [10 empty] | 0
0 | 0 | 0 | 0 | [10 empty] | 0
0 | 0 | 0 | 0 | [10 empty] | 0
0 | 0 | 0 | 0 | [10 empty] | 0
0 | 0 | 0 | 0 | [10 empty] | 0
0 | 0 | 0 | 0 | [10 empty] | 0
0 | 0 | 0 | 0 | [10 empty] | 0
0 | 0 | 0 | 0 | [10 empty] | 0
0 | 0 | 0 | 0 | [10 empty] | 0
0 | 0 | 0 | 0 | [10 empty] | 0
0 | 0 | 0 | 0 | [10 empty] | 0
0 | 0 | 0 | 0 | [10 empty] | 0
0 | 0 | 0 | 0 | [10 empty] | 0
0 | 0 | 0 | 0 | [10 empty] | 0
0 | 0 | 0 | 0 | [10 empty] | 0
0 | 0 | 0 | 0 | [10 empty] | 0
0 | 0 | 0 | 0 | [10 empty] | 0
0 | 0 | 0 | 0 | [10 empty] | 0
0 | 0 | 0 | 0 | [10 empty] | 0
0 | 0 | 0 | 0 | [10 empty] | 0
0 | 0 | 0 | 0 | [10 empty] | 0
0 | 0 | 0 | 0 | [10 empty] | 0
0 | 0 | 0 | 0 | [10 empty] | 0
0 | 0 | 0 | 0 | [10 empty] | 0
0 | 0 | 0 | 0 | [10 empty] | 0
0 | 0 | 0 | 0 | [10 empty] | 0
0 | 0 | 0 | 0 | [10 empty] | 0
0 | 0 | 0 | 0 | [10 empty] | 0
0 | 0 | 0 | 0 | [10 empty] | 0
0 | 0 | 0 | 0 | [10 empty] | 0
0 | 0 | 0 | 0 | [10 empty] | 0
0 | 0 | 0 | 0 | [10 empty] | 0
0 | 0 | 0 | 0 | [10 empty] | 0
0 | 0 | 0 | 0 | [10 empty] | 0
0 | 0 | 0 | 0 | [10 empty] | 0
0 | 0 | 0 | 0 | [10 empty] | 0
0 | 0 | 0 | 0 | [10 empty] | 0
0 | 0 | 0 | 0 | [10 empty] | 0
0 | 0 | 0 | 0 | [10 empty] | 0
0 | 0 | 0 | 0 | [10 empty] | 0
0 | 0 | 0 | 0 | [10 empty] | 0
0 | 0 | 0 | 0 | [10 empty] | 0
0 | 0 | 0 | 0 | [10 empty] | 0
0 | 0 | 0 | 0 | [10 empty] | 0
0 | 0 | 0 | 0 | [10 empty] | 0
0 | 0 | 0 | 0 | [10 empty] | 0
0 | 0 | 0 | 0 | [10 empty] | 0
0 | 0 | 0 | 0 | [10 empty] | 0
0 | 0 | 0 | 0 | [10 empty] | 0
0 | 0 | 0 | 0 | [10 empty] | 0
0 | 0 | 0 | 0 | [10 empty] | 0
0 | 0 | 0 | 0 | [10 empty] | 0
0 | 0 | 0 | 0 | [10 empty] | 0
0 | 0 | 0 | 0 | [10 empty] | 0
0 | 0 | 0 | 0 | [10 empty] | 0
0 | 0 | 0 | 0 | [10 empty] | 0
0 | 0 | 0 | 0 | [10 empty] | 0
0 | 0 | 0 | 0 | [10 empty] | 0
0 | 0 | 0 | 0 | [10 empty] | 0
0 | 0 | 0 | 0 | [10 empty] | 0
0 | 0 | 0 | 0 | [10 empty] | 0
0 | 0 | 0 | 0 | [10 empty] | 0
0 | 0 | 0 | 0 | [10 empty] | 0
0 | 0 | 0 | 0 | [10 empty] | 0
0 | 0 | 0 | 0 | [10 empty] | 0
0 | 0 | 0 | 0 | [10 empty] | 0
0 | 0 | 0 | 0 | [10 empty] | 0
0 | 0 | 0 | 0 | [10 empty] | 0
0 | 0 | 0 | 0 | [10 empty] | 0
0 | 0 | 0 | 0 | [10 empty] | 0
0 | 0 | 0 | 0 | [10 empty] | 0
0 | 0 | 0 | 0 | [10 empty] | 0
0 | 0 | 0 | 0 | [10 empty] | 0
0 | 0 | 0 | 0 | [10 empty] | 0
0 | 0 | 0 | 0 | [10 empty] | 0
0 | 0 | 0 | 0 | [10 empty] | 0
0 | 0 | 0 | 0 | [10 empty] | 0
0 | 0 | 0 | 0 | [10 empty] | 0
0 | 0 | 0 | 0 | [10 empty] | 0
0 | 0 | 0 | 0 | [10 empty] | 0
0 | 0 | 0 | 0 | [10 empty] | 0
0 | 0 | 0 | 0 | [10 empty] | 0
0 | 0 | 0 | 0 | [10 empty] | 0
0 | 0 | 0 | 0 | [10 empty] | 0
0 | 0 | 0 | 0 | [10 empty] | 0
0 | 0 | 0 | 0 | [10 empty] | 0
0 | 0 | 0 | 0 | [10 empty] | 0
0 | 0 | 0 | 0 | [10 empty] | 0
0 | 0 | 0 | 0 | [10 empty] | 0
0 | 0 | 0 | 0 | [10 empty] | 0
0 | 0 | 0 | 0 | [10 empty] | 0
0 | 0 | 0 | 0 | [10 empty] | 0
0 | 0 | 0 | 0 | [10 empty] | 0
0 | 0 | 0 | 0 | [10 empty] | 0
0 | 0 | 0 | 0 | [10 empty] | 0
0 | 0 | 0 | 0 | [10 empty] | 0
0 | 0 | 0 | 0 | [10 empty] | 0
0 | 0 | 0 | 0 | [10 empty] | 0
0 | 0 | 0 | 0 | [10 empty] | 0
0 | 0 | 0 | 0 | [10 empty] | 0
0 | 0 | 0 | 0 | [10 empty] | 0
0 | 0 | 0 | 0 | [10 empty] | 0
0 | 0 | 0 | 0 | [10 empty] | 0
0 | 0 | 0 | 0 | [10 empty] | 0
0 | 0 | 0 | 0 | [10 empty] | 0
0 | 0 | 0 | 0 | [10 empty] | 0
0 | 0 | 0 | 0 | [10 empty] | 0
0 | 0 | 0 | 0 | [10 empty] | 0
0 | 0 | 0 | 0 | [10 empty] | 0
0 | 0 | 0 | 0 | [10 empty] | 0
0 | 0 | 0 | 0 | [10 empty] | 0
0 | 0 | 0 | 0 | [10 empty] | 0
0 | 0 | 0 | 0 | [10 empty] | 0
0 | 0 | 0 | 0 | [10 empty] | 0
0 | 0 | 0 | 0 | [10 empty] | 0
0 | 0 | 0 | 0 | [10 empty] | 0
0 | 0 | 0 | 0 | [10 empty] | 0
0 | 0 | 0 | 0 | [10 empty] | 0
0 | 0 | 0 | 0 | [10 empty] | 0
0 | 0 | 0 | 0 | [10 empty] | 0
0 | 0 | 0 | 0 | [10 empty] | 0
0 | 0 | 0 | 0 | [10 empty] | 0
0 | 0 | 0 | 0 | [10 empty] | 0
0 | 0 | 0 | 0 | [10 empty] | 0
0 | 0 | 0 | 0 | [10 empty] | 0
0 | 0 | 0 | 0 | [10 empty] | 0
0 | 0 | 0 | 0 | [10 empty] | 0
0 | 0 | 0 | 0 | [10 empty] | 0
0 | 0 | 0 | 0 | [10 empty] | 0
0 | 0 | 0 | 0 | [10 empty] | 0
0 | 0 | 0 | 0 | [10 empty] | 0
0 | 0 | 0 | 0 | [10 empty] | 0
0 | 0 | 0 | 0 | [10 empty] | 0
0 | 0 | 0 | 0 | [10 empty] | 0
0 | 0 | 0 | 0 | [10 empty] | 0
0 | 0 | 0 | 0 | [10 empty] | 0
0 | 0 | 0 | 0 | [10 empty] | 0
0 | 0 | 0 | 0 | [10 empty] | 0
0 | 0 | 0 | 0 | [10 empty] | 0
0 | 0 | 0 | 0 | [10 empty] | 0
0 | 0 | 0 | 0 | [10 empty] | 0
0 | 0 | 0 | 0 | [10 empty] | 0
0 | 0 | 0 | 0 | [10 empty] | 0
0 | 0 | 0 | 0 | [10 empty] | 0
0 | 0 | 0 | 0 | [10 empty] | 0
0 | 0 | 0 | 0 | [10 empty] | 0
0 | 0 | 0 | 0 | [10 empty] | 0
0 | 0 | 0 | 0 | [10 empty] | 0
0 | 0 | 0 | 0 | [10 empty] | 0
0 | 0 | 0 | 0 | [10 empty] | 0
0 | 0 | 0 | 0 | [10 empty] | 0
0 | 0 | 0 | 0 | [10 empty] | 0
0 | 0 | 0 | 0 | [10 empty] | 0
0 | 0 | 0 | 0 | [10 empty] | 0
0 | 0 | 0 | 0 | [10 empty] | 0
0 | 0 | 0 | 0 | [10 empty] | 0
0 | 0 | 0 | 0 | [10 empty] | 0
0 | 0 | 0 | 0 | [10 empty] | 0
0 | 0 | 0 | 0 | [10 empty] | 0
0 | 0 | 0 | 0 | [10 empty] | 0
0 | 0 | 0 | 0 | [10 empty] | 0
0 | 0 | 0 | 0 | [10 empty] | 0
0 | 0 | 0 | 0 | [10 empty] | 0
0 | 0 | 0 | 0 | [10 empty] | 0
0 | 0 | 0 | 0 | [10 empty] | 0
0 | 0 | 0 | 0 | [10 empty] | 0
0 | 0 | 0 | 0 | [10 empty] | 0
0 | 0 | 0 | 0 | [10 empty] | 0
0 | 0 | 0 | 0 | [10 empty] | 0
0 | 0 | 0 | 0 | [10 empty] | 0
0 | 0 | 0 | 0 | [10 empty] | 0
0 | 0 | 0 | 0 | [10 empty] | 0
0 | 0 | 0 | 0 | [10 empty] | 0
0 | 0 | 0 | 0 | [10 empty] | 0
0 | 0 | 0 | 0 | [10 empty] | 0
0 | 0 | 0 | 0 | [10 empty] | 0
0 | 0 | 0 | 0 | [10 empty] | 0
0 | 0 | 0 | 0 | [10 empty] | 0
0 | 0 | 0 | 0 | [10 empty] | 0
0 | 0 | 0 | 0 | [10 empty] | 0
0 | 0 | 0 | 0 | [10 empty] | 0
0 | 0 | 0 | 0 | [10 empty] | 0
0 | 0 | 0 | 0 | [10 empty] | 0
0 | 0 | 0 | 0 | [10 empty] | 0
0 | 0 | 0 | 0 | [10 empty] | 0
0 | 0 | 0 | 0 | [10 empty] | 0
0 | 0 | 0 | 0 | [10 empty] | 0
0 | 0 | 0 | 0 | [10 empty] | 0
0 | 0 | 0 | 0 | [10 empty] | 0
0 | 0 | 0 | 0 | [10 empty] | 0
0 | 0 | 0 | 0 | [10 empty] | 0
0 | 0 | 0 | 0 | [10 empty] | 0
0 | 0 | 0 | 0 | [10 empty] | 0
0 | 0 | 0 | 0 | [10 empty] | 0
0 | 0 | 0 | 0 | [10 empty] | 0
0 | 0 | 0 | 0 | [10 empty] | 0
0 | 0 | 0 | 0 | [10 empty] | 0
0 | 0 | 0 | 0 | [10 empty] | 0
0 | 0 | 0 | 0 | [10 empty] | 0
0 | 0 | 0 | 0 | [10 empty] | 0
0 | 0 | 0 | 0 | [10 empty] | 0
0 | 0 | 0 | 0 | [10 empty] | 0
0 | 0 | 0 | 0 | [10 empty] | 0
0 | 0 | 0 | 0 | [10 empty] | 0
0 | 0 | 0 | 0 | [10 empty] | 0
0 | 0 | 0 | 0 | [10 empty] | 0
0 | 0 | 0 | 0 | [10 empty] | 0
0 | 0 | 0 | 0 | [10 empty] | 0
0 | 0 | 0 | 0 | [10 empty] | 0
0 | 0 | 0 | 0 | [10 empty] | 0
0 | 0 | 0 | 0 | [10 empty] | 0
0 | 0 | 0 | 0 | [10 empty] | 0
0 | 0 | 0 | 0 | [10 empty] | 0
0 | 0 | 0 | 0 | [10 empty] | 0
0 | 0 | 0 | 0 | [10 empty] | 0
0 | 0 | 0 | 0 | [10 empty] | 0
0 | 0 | 0 | 0 | [10 empty] | 0
0 | 0 | 0 | 0 | [10 empty] | 0
0 | 0 | 0 | 0 | [10 empty] | 0
0 | 0 | 0 | 0 | [10 empty] | 0
0 | 0 | 0 | 0 | [10 empty] | 0
0 | 0 | 0 | 0 | [10 empty] | 0
0 | 0 | 0 | 0 | [10 empty] | 0
0 | 0 | 0 | 0 | [10 empty] | 0
0 | 0 | 0 | 0 | [10 empty] | 0
0 | 0 | 0 | 0 | [10 empty] | 0
0 | 0 | 0 | 0 | [10 empty] | 0
0 | 0 | 0 | 0 | [10 empty] | 0
0 | 0 | 0 | 0 | [10 empty] | 0
0 | 0 | 0 | 0 | [10 empty] | 0
0 | 0 | 0 | 0 | [10 empty] | 0
0 | 0 | 0 | 0 | [10 empty] | 0
0 | 0 | 0 | 0 | [10 empty] | 0
0 | 0 | 0 | 0 | [10 empty] | 0
0 | 0 | 0 | 0 | [10 empty] | 0
0 | 0 | 0 | 0 | [10 empty] | 0
0 | 0 | 0 | 0 | [10 empty] | 0
0 | 0 | 0 | 0 | [10 empty] | 0
0 | 0 | 0 | 0 | [10 empty] | 0
0 | 0 | 0 | 0 | [10 empty] | 0
0 | 0 | 0 | 0 | [10 empty] | 0
0 | 0 | 0 | 0 | [10 empty] | 0
0 | 0 | 0 | 0 | [10 empty] | 0
0 | 0 | 0 | 0 | [10 empty] | 0
0 | 0 | 0 | 0 | [10 empty] | 0
0 | 0 | 0 | 0 | [10 empty] | 0
0 | 0 | 0 | 0 | [10 empty] | 0
0 | 0 | 0 | 0 | [10 empty] | 0
0 | 0 | 0 | 0 | [10 empty] | 0
0 | 0 | 0 | 0 | [10 empty] | 0
0 | 0 | 0 | 0 | [10 empty] | 0
0 | 0 | 0 | 0 | [10 empty] | 0
0 | 0 | 0 | 0 | [10 empty] | 0
0 | 0 | 0 | 0 | [10 empty] | 0
0 | 0 | 0 | 0 | [10 empty] | 0
0 | 0 | 0 | 0 | [10 empty] | 0
0 | 0 | 0 | 0 | [10 empty] | 0
0 | 0 | 0 | 0 | [10 empty] | 0
0 | 0 | 0 | 0 | [10 empty] | 0
0 | 0 | 0 | 0 | [10 empty] | 0
0 | 0 | 0 | 0 | [10 empty] | 0
0 | 0 | 0 | 0 | [10 empty] | 0
0 | 0 | 0 | 0 | [10 empty] | 0
0 | 0 | 0 | 0 | [10 empty] | 0
0 | 0 | 0 | 0 | [10 empty] | 0
0 | 0 | 0 | 0 | [10 empty] | 0
0 | 0 | 0 | 0 | [10 empty] | 0
0 | 0 | 0 | 0 | [10 empty] | 0
0 | 0 | 0 | 0 | [10 empty] | 0
0 | 0 | 0 | 0 | [10 empty] | 0
0 | 0 | 0 | 0 | [10 empty] | 0
0 | 0 | 0 | 0 | [10 empty] | 0
0 | 0 | 0 | 0 | [10 empty] | 0
0 | 0 | 0 | 0 | [10 empty] | 0
0 | 0 | 0 | 0 | [10 empty] | 0
0 | 0 | 0 | 0 | [10 empty] | 0
0 | 0 | 0 | 0 | [10 empty] | 0
0 | 0 | 0 | 0 | [10 empty] | 0
0 | 0 | 0 | 0 | [10 empty] | 0
0 | 0 | 0 | 0 | [10 empty] | 0
0 | 0 | 0 | 0 | [10 empty] | 0
0 | 0 | 0 | 0 | [10 empty] | 0
0 | 0 | 0 | 0 | [10 empty] | 0
0 | 0 | 0 | 0 | [10 empty] | 0
0 | 0 | 0 | 0 | [10 empty] | 0
0 | 0 | 0 | 0 | [10 empty] | 0
0 | 0 | 0 | 0 | [10 empty] | 0
0 | 0 | 0 | 0 | [10 empty] | 0
0 | 0 | 0 | 0 | [10 empty] | 0
0 | 0 | 0 | 0 | [10 empty] | 0
0 | 0 | 0 | 0 | [10 empty] | 0
0 | 0 | 0 | 0 | [10 empty] | 0
0 | 0 | 0 | 0 | [10 empty] | 0
0 | 0 | 0 | 0 | [10 empty] | 0
0 | 0 | 0 | 0 | [10 empty] | 0
0 | 0 | 0 | 0 | [10 empty] | 0
0 | 0 | 0 | 0 | [10 empty] | 0
0 | 0 | 0 | 0 | [10 empty] | 0
0 | 0 | 0 | 0 | [10 empty] | 0
0 | 0 | 0 | 0 | [10 empty] | 0
0 | 0 | 0 | 0 | [10 empty] | 0
0 | 0 | 0 | 0 | [10 empty] | 0
0 | 0 | 0 | 0 | [10 empty] | 0
0 | 0 | 0 | 0 | [10 empty] | 0
0 | 0 | 0 | 0 | [10 empty] | 0
0 | 0 | 0 | 0 | [10 empty] | 0
0 | 0 | 0 | 0 | [10 empty] | 0
0 | 0 | 0 | 0 | [10 empty] | 0
0 | 0 | 0 | 0 | [10 empty] | 0
0 | 0 | 0 | 0 | [10 empty] | 0
0 | 0 | 0 | 0 | [10 empty] | 0
0 | 0 | 0 | 0 | [10 empty] | 0
0 | 0 | 0 | 0 | [10 empty] | 0
0 | 0 | 0 | 0 | [10 empty] | 0
0 | 0 | 0 | 0 | [10 empty] | 0
0 | 0 | 0 | 0 | [10 empty] | 0
0 | 0 | 0 | 0 | [10 empty] | 0
0 | 0 | 0 | 0 | [10 empty] | 0
0 | 0 | 0 | 0 | [10 empty] | 0
0 | 0 | 0 | 0 | [10 empty] | 0
0 | 0 | 0 | 0 | [10 empty] | 0
0 | 0 | 0 | 0 | [10 empty] | 0
0 | 0 | 0 | 0 | [10 empty] | 0
0 | 0 | 0 | 0 | [10 empty] | 0
0 | 0 | 0 | 0 | [10 empty] | 0
0 | 0 | 0 | 0 | [10 empty] | 0
0 | 0 | 0 | 0 | [10 empty] | 0
0 | 0 | 0 | 0 | [10 empty] | 0
0 | 0 | 0 | 0 | [10 empty] | 0
0 | 0 | 0 | 0 | [10 empty] | 0
0 | 0 | 0 | 0 | [10 empty] | 0
0 | 0 | 0 | 0 | [10 empty] | 0
0 | 0 | 0 | 0 | [10 empty] | 0
0 | 0 | 0 | 0 | [10 empty] | 0
0 | 0 | 0 | 0 | [10 empty] | 0
0 | 0 | 0 | 0 | [10 empty] | 0
0 | 0 | 0 | 0 | [10 empty] | 0
0 | 0 | 0 | 0 | [10 empty] | 0
0 | 0 | 0 | 0 | [10 empty] | 0
0 | 0 | 0 | 0 | [10 empty] | 0
0 | 0 | 0 | 0 | [10 empty] | 0
0 | 0 | 0 | 0 | [10 empty] | 0
0 | 0 | 0 | 0 | [10 empty] | 0
0 | 0 | 0 | 0 | [10 empty] | 0
0 | 0 | 0 | 0 | [10 empty] | 0
0 | 0 | 0 | 0 | [10 empty] | 0
0 | 0 | 0 | 0 | [10 empty] | 0
0 | 0 | 0 | 0 | [10 empty] | 0
0 | 0 | 0 | 0 | [10 empty] | 0
0 | 0 | 0 | 0 | [10 empty] | 0
0 | 0 | 0 | 0 | [10 empty] | 0
0 | 0 | 0 | 0 | [10 empty] | 0
0 | 0 | 0 | 0 | [10 empty] | 0
0 | 0 | 0 | 0 | [10 empty] | 0
0 | 0 | 0 | 0 | [10 empty] | 0
0 | 0 | 0 | 0 | [10 empty] | 0
0 | 0 | 0 | 0 | [10 empty] | 0
0 | 0 | 0 | 0 | [10 empty] | 0
0 | 0 | 0 | 0 | [10 empty] | 0
0 | 0 | 0 | 0 | [10 empty] | 0
0 | 0 | 0 | 0 | [10 empty] | 0
0 | 0 | 0 | 0 | [10 empty] | 0
0 | 0 | 0 | 0 | [10 empty] | 0
0 | 0 | 0 | 0 | [10 empty] | 0
0 | 0 | 0 | 0 | [10 empty] | 0
0 | 0 | 0 | 0 | [10 empty] | 0
0 | 0 | 0 | 0 | [10 empty] | 0
0 | 0 | 0 | 0 | [10 empty] | 0
0 | 0 | 0 | 0 | [10 empty] | 0
0 | 0 | 0 | 0 | [10 empty] | 0
0 | 0 | 0 | 0 | [10 empty] | 0
0 | 0 | 0 | 0 | [10 empty] | 0
0 | 0 | 0 | 0 | [10 empty] | 0
0 | 0 | 0 | 0 | [10 empty] | 0
0 | 0 | 0 | 0 | [10 empty] | 0
0 | 0 | 0 | 0 | [10 empty] | 0
0 | 0 | 0 | 0 | [10 empty] | 0
0 | 0 | 0 | 0 | [10 empty] | 0
0 | 0 | 0 | 0 | [10 empty] | 0
0 | 0 | 0 | 0 | [10 empty] | 0
0 | 0 | 0 | 0 | [10 empty] | 0
0 | 0 | 0 | 0 | [10 empty] | 0
0 | 0 | 0 | 0 | [10 empty] | 0
0 | 0 | 0 | 0 | [10 empty] | 0
0 | 0 | 0 | 0 | [10 empty] | 0
0 | 0 | 0 | 0 | [10 empty] | 0
0 | 0 | 0 | 0 | [10 empty] | 0
0 | 0 | 0 | 0 | [10 empty] | 0
0 | 0 | 0 | 0 | [10 empty] | 0
0 | 0 | 0 | 0 | [10 empty] | 0
0 | 0 | 0 | 0 | [10 empty] | 0
0 | 0 | 0 | 0 | [10 empty] | 0
0 | 0 | 0 | 0 | [10 empty] | 0
0 | 0 | 0 | 0 | [10 empty] | 0
0 | 0 | 0 | 0 | [10 empty] | 0
0 | 0 | 0 | 0 | [10 empty] | 0
0 | 0 | 0 | 0 | [10 empty] | 0
0 | 0 | 0 | 0 | [10 empty] | 0
0 | 0 | 0 | 0 | [10 empty] | 0
0 | 0 | 0 | 0 | [10 empty] | 0
0 | 0 | 0 | 0 | [10 empty] | 0
0 | 0 | 0 | 0 | [10 empty] | 0
0 | 0 | 0 | 0 | [10 empty] | 0
0 | 0 | 0 | 0 | [10 empty] | 0
0 | 0 | 0 | 0 | [10 empty] | 0
0 | 0 | 0 | 0 | [10 empty] | 0
0 | 0 | 0 | 0 | [10 empty] | 0
0 | 0 | 0 | 0 | [10 empty] | 0
0 | 0 | 0 | 0 | [10 empty] | 0
0 | 0 | 0 | 0 | [10 empty] | 0
0 | 0 | 0 | 0 | [10 empty] | 0
0 | 0 | 0 | 0 | [10 empty] | 0
0 | 0 | 0 | 0 | [10 empty] | 0
0 | 0 | 0 | 0 | [10 empty] | 0
0 | 0 | 0 | 0 | [10 empty] | 0
0 | 0 | 0 | 0 | [10 empty] | 0
0 | 0 | 0 | 0 | [10 empty] | 0
0 | 0 | 0 | 0 | [10 empty] | 0
0 | 0 | 0 | 0 | [10 empty] | 0
0 | 0 | 0 | 0 | [10 empty] | 0
0 | 0 | 0 | 0 | [10 empty] | 0
0 | 0 | 0 | 0 | [10 empty] | 0
0 | 0 | 0 | 0 | [10 empty] | 0
0 | 0 | 0 | 0 | [10 empty] | 0
0 | 0 | 0 | 0 | [10 empty] | 0
0 | 0 | 0 | 0 | [10 empty] | 0
0 | 0 | 0 | 0 | [10 empty] | 0
0 | 0 | 0 | 0 | [10 empty] | 0
0 | 0 | 0 | 0 | [10 empty] | 0
0 | 0 | 0 | 0 | [10 empty] | 0
0 | 0 | 0 | 0 | [10 empty] | 0
0 | 0 | 0 | 0 | [10 empty] | 0
0 | 0 | 0 | 0 | [10 empty] | 0
0 | 0 | 0 | 0 | [10 empty] | 0
0 | 0 | 0 | 0 | [10 empty] | 0
0 | 0 | 0 | 0 | [10 empty] | 0
0 | 0 | 0 | 0 | [10 empty] | 0
0 | 0 | 0 | 0 | [10 empty] | 0
0 | 0 | 0 | 0 | [10 empty] | 0
0 | 0 | 0 | 0 | [10 empty] | 0
0 | 0 | 0 | 0 | [10 empty] | 0
0 | 0 | 0 | 0 | [10 empty] | 0
0 | 0 | 0 | 0 | [10 empty] | 0
0 | 0 | 0 | 0 | [10 empty] | 0
0 | 0 | 0 | 0 | [10 empty] | 0
0 | 0 | 0 | 0 | [10 empty] | 0
0 | 0 | 0 | 0 | [10 empty] | 0
0 | 0 | 0 | 0 | [10 empty] | 0
0 | 0 | 0 | 0 | [10 empty] | 0
0 | 0 | 0 | 0 | [10 empty] | 0
0 | 0 | 0 | 0 | [10 empty] | 0
0 | 0 | 0 | 0 | [10 empty] | 0
0 | 0 | 0 | 0 | [10 empty] | 0
0 | 0 | 0 | 0 | [10 empty] | 0
0 | 0 | 0 | 0 | [10 empty] | 0
0 | 0 | 0 | 0 | [10 empty] | 0
0 | 0 | 0 | 0 | [10 empty] | 0
0 | 0 | 0 | 0 | [10 empty] | 0
0 | 0 | 0 | 0 | [10 empty] | 0
0 | 0 | 0 | 0 | [10 empty] | 0
0 | 0 | 0 | 0 | [10 empty] | 0
0 | 0 | 0 | 0 | [10 empty] | 0
0 | 0 | 0 | 0 | [10 empty] | 0
0 | 0 | 0 | 0 | [10 empty] | 0
0 | 0 | 0 | 0 | [10 empty] | 0
0 | 0 | 0 | 0 | [10 empty] | 0
0 | 0 | 0 | 0 | [10 empty] | 0
0 | 0 | 0 | 0 | [10 empty] | 0
0 | 0 | 0 | 0 | [10 empty] | 0
0 | 0 | 0 | 0 | [10 empty] | 0
0 | 0 | 0 | 0 | [10 empty] | 0
0 | 0 | 0 | 0 | [10 empty] | 0
0 | 0 | 0 | 0 | [10 empty] | 0
0 | 0 | 0 | 0 | [10 empty] | 0
0 | 0 | 0 | 0 | [10 empty] | 0
0 | 0 | 0 | 0 | [10 empty] | 0
0 | 0 | 0 | 0 | [10 empty] | 0
0 | 0 | 0 | 0 | [10 empty] | 0
0 | 0 | 0 | 0 | [10 empty] | 0
0 | 0 | 0 | 0 | [10 empty] | 0
0 | 0 | 0 | 0 | [10 empty] | 0
0 | 0 | 0 | 0 | [10 empty] | 0
0 | 0 | 0 | 0 | [10 empty] | 0
0 | 0 | 0 | 0 | [10 empty] | 0
0 | 0 | 0 | 0 | [10 empty] | 0
0 | 0 | 0 | 0 | [10 empty] | 0
0 | 0 | 0 | 0 | [10 empty] | 0
0 | 0 | 0 | 0 | [10 empty] | 0
0 | 0 | 0 | 0 | [10 empty] | 0
0 | 0 | 0 | 0 | [10 empty] | 0
0 | 0 | 0 | 0 | [10 empty] | 0
0 | 0 | 0 | 0 | [10 empty] | 0
0 | 0 | 0 | 0 | [10 empty] | 0
0 | 0 | 0 | 0 | [10 empty] | 0
0 | 0 | 0 | 0 | [10 empty] | 0
0 | 0 | 0 | 0 | [10 empty] | 0
0 | 0 | 0 | 0 | [10 empty] | 0
0 | 0 | 0 | 0 | [10 empty] | 0
0 | 0 | 0 | 0 | [10 empty] | 0
0 | 0 | 0 | 0 | [10 empty] | 0
0 | 0 | 0 | 0 | [10 empty] | 0
0 | 0 | 0 | 0 | [10 empty] | 0
0 | 0 | 0 | 0 | [10 empty] | 0
0 | 0 | 0 | 0 | [10 empty] | 0
0 | 0 | 0 | 0 | [10 empty] | 0
0 | 0 | 0 | 0 | [10 empty] | 0
0 | 0 | 0 | 0 | [10 empty] | 0
0 | 0 | 0 | 0 | [10 empty] | 0
0 | 0 | 0 | 0 | [10 empty] | 0
0 | 0 | 0 | 0 | [10 empty] | 0
0 | 0 | 0 | 0 | [10 empty] | 0
0 | 0 | 0 | 0 | [10 empty] | 0
0 | 0 | 0 | 0 | [10 empty] | 0
0 | 0 | 0 | 0 | [10 empty] | 0
0 | 0 | 0 | 0 | [10 empty] | 0
0 | 0 | 0 | 0 | [10 empty] | 0
0 | 0 | 0 | 0 | [10 empty] | 0
0 | 0 | 0 | 0 | [10 empty] | 0
0 | 0 | 0 | 0 | [10 empty] | 0
0 | 0 | 0 | 0 | [10 empty] | 0
0 | 0 | 0 | 0 | [10 empty] | 0
0 | 0 | 0 | 0 | [10 empty] | 0
0 | 0 | 0 | 0 | [10 empty] | 0
0 | 0 | 0 | 0 | [10 empty] | 0
0 | 0 | 0 | 0 | [10 empty] | 0
0 | 0 | 0 | 0 | [10 empty] | 0
0 | 0 | 0 | 0 | [10 empty] | 0
0 | 0 | 0 | 0 | [10 empty] | 0
0 | 0 | 0 | 0 | [10 empty] | 0
0 | 0 | 0 | 0 | [10 empty] | 0
0 | 0 | 0 | 0 | [10 empty] | 0
0 | 0 | 0 | 0 | [10 empty] | 0
0 | 0 | 0 | 0 | [10 empty] | 0
0 | 0 | 0 | 0 | [10 empty] | 0
0 | 0 | 0 | 0 | [10 empty] | 0
0 | 0 | 0 | 0 | [10 empty] | 0
0 | 0 | 0 | 0 | [10 empty] | 0
0 | 0 | 0 | 0 | [10 empty] | 0
0 | 0 | 0 | 0 | [10 empty] | 0
0 | 0 | 0 | 0 | [10 empty] | 0
0 | 0 | 0 | 0 | [10 empty] | 0
0 | 0 | 0 | 0 | [10 empty] | 0
0 | 0 | 0 | 0 | [10 empty] | 0
0 | 0 | 0 | 0 | [10 empty] | 0
0 | 0 | 0 | 0 | [10 empty] | 0
0 | 0 | 0 | 0 | [10 empty] | 0
0 | 0 | 0 | 0 | [10 empty] | 0
0 | 0 | 0 | 0 | [10 empty] | 0
0 | 0 | 0 | 0 | [10 empty] | 0
0 | 0 | 0 | 0 | [10 empty] | 0
0 | 0 | 0 | 0 | [10 empty] | 0
0 | 0 | 0 | 0 | [10 empty] | 0
0 | 0 | 0 | 0 | [10 empty] | 0
0 | 0 | 0 | 0 | [10 empty] | 0
0 | 0 | 0 | 0 | [10 empty] | 0
0 | 0 | 0 | 0 | [10 empty] | 0
0 | 0 | 0 | 0 | [10 empty] | 0
0 | 0 | 0 | 0 | [10 empty] | 0
0 | 0 | 0 | 0 | [10 empty] | 0
0 | 0 | 0 | 0 | [10 empty] | 0
0 | 0 | 0 | 0 | [10 empty] | 0
0 | 0 | 0 | 0 | [10 empty] | 0
0 | 0 | 0 | 0 | [10 empty] | 0
0 | 0 | 0 | 0 | [10 empty] | 0
0 | 0 | 0 | 0 | [10 empty] | 0
0 | 0 | 0 | 0 | [10 empty] | 0
0 | 0 | 0 | 0 | [10 empty] | 0
0 | 0 | 0 | 0 | [10 empty] | 0
0 | 0 | 0 | 0 | [10 empty] | 0
0 | 0 | 0 | 0 | [10 empty] | 0
0 | 0 | 0 | 0 | [10 empty] | 0
0 | 0 | 0 | 0 | [10 empty] | 0
0 | 0 | 0 | 0 | [10 empty] | 0
0 | 0 | 0 | 0 | [10 empty] | 0
0 | 0 | 0 | 0 | [10 empty] | 0
0 | 0 | 0 | 0 | [10 empty] | 0
0 | 0 | 0 | 0 | [10 empty] | 0
0 | 0 | 0 | 0 | [10 empty] | 0
0 | 0 | 0 | 0 | [10 empty] | 0
0 | 0 | 0 | 0 | [10 empty] | 0
0 | 0 | 0 | 0 | [10 empty] | 0
0 | 0 | 0 | 0 | [10 empty] | 0
0 | 0 | 0 | 0 | [10 empty] | 0
0 | 0 | 0 | 0 | [10 empty] | 0
0 | 0 | 0 | 0 | [10 empty] | 0
0 | 0 | 0 | 0 | [10 empty] | 0
0 | 0 | 0 | 0 | [10 empty] | 0
0 | 0 | 0 | 0 | [10 empty] | 0
0 | 0 | 0 | 0 | [10 empty] | 0
0 | 0 | 0 | 0 | [10 empty] | 0
0 | 0 | 0 | 0 | [10 empty] | 0
0 | 0 | 0 | 0 | [10 empty] | 0
0 | 0 | 0 | 0 | [10 empty] | 0
0 | 0 | 0 | 0 | [10 empty] | 0
0 | 0 | 0 | 0 | [10 empty] | 0
0 | 0 | 0 | 0 | [10 empty] | 0
0 | 0 | 0 | 0 | [10 empty] | 0
0 | 0 | 0 | 0 | [10 empty] | 0
0 | 0 | 0 | 0 | [10 empty] | 0
0 | 0 | 0 | 0 | [10 empty] | 0
0 | 0 | 0 | 0 | [10 empty] | 0
0 | 0 | 0 | 0 | [10 empty] | 0
0 | 0 | 0 | 0 | [10 empty] | 0
0 | 0 | 0 | 0 | [10 empty] | 0
0 | 0 | 0 | 0 | [10 empty] | 0
0 | 0 | 0 | 0 | [10 empty] | 0
0 | 0 | 0 | 0 | [10 empty] | 0
0 | 0 | 0 | 0 | [10 empty] | 0
0 | 0 | 0 | 0 | [10 empty] | 0
0 | 0 | 0 | 0 | [10 empty] | 0
0 | 0 | 0 | 0 | [10 empty] | 0
0 | 0 | 0 | 0 | [10 empty] | 0
0 | 0 | 0 | 0 | [10 empty] | 0
0 | 0 | 0 | 0 | [10 empty] | 0
0 | 0 | 0 | 0 | [10 empty] | 0
0 | 0 | 0 | 0 | [10 empty] | 0
0 | 0 | 0 | 0 | [10 empty] | 0
0 | 0 | 0 | 0 | [10 empty] | 0
0 | 0 | 0 | 0 | [10 empty] | 0
0 | 0 | 0 | 0 | [10 empty] | 0
0 | 0 | 0 | 0 | [10 empty] | 0
0 | 0 | 0 | 0 | [10 empty] | 0
0 | 0 | 0 | 0 | [10 empty] | 0
0 | 0 | 0 | 0 | [10 empty] | 0
0 | 0 | 0 | 0 | [10 empty] | 0
0 | 0 | 0 | 0 | [10 empty] | 0
0 | 0 | 0 | 0 | [10 empty] | 0
0 | 0 | 0 | 0 | [10 empty] | 0
0 | 0 | 0 | 0 | [10 empty] | 0
0 | 0 | 0 | 0 | [10 empty] | 0
0 | 0 | 0 | 0 | [10 empty] | 0
0 | 0 | 0 | 0 | [10 empty] | 0
0 | 0 | 0 | 0 | [10 empty] | 0
0 | 0 | 0 | 0 | [10 empty] | 0
0 | 0 | 0 | 0 | [10 empty] | 0
0 | 0 | 0 | 0 | [10 empty] | 0
0 | 0 | 0 | 0 | [10 empty] | 0
0 | 0 | 0 | 0 | [10 empty] | 0
0 | 0 | 0 | 0 | [10 empty] | 0
0 | 0 | 0 | 0 | [10 empty] | 0
0 | 0 | 0 | 0 | [10 empty] | 0
0 | 0 | 0 | 0 | [10 empty] | 0
0 | 0 | 0 | 0 | [10 empty] | 0
0 | 0 | 0 | 0 | [10 empty] | 0
0 | 0 | 0 | 0 | [10 empty] | 0
0 | 0 | 0 | 0 | [10 empty] | 0
0 | 0 | 0 | 0 | [10 empty] | 0
0 | 0 | 0 | 0 | [10 empty] | 0
0 | 0 | 0 | 0 | [10 empty] | 0
0 | 0 | 0 | 0 | [10 empty] | 0
0 | 0 | 0 | 0 | [10 empty] | 0
0 | 0 | 0 | 0 | [10 empty] | 0
0 | 0 | 0 | 0 | [10 empty] | 0
0 | 0 | 0 | 0 | [10 empty] | 0
0 | 0 | 0 | 0 | [10 empty] | 0
0 | 0 | 0 | 0 | [10 empty] | 0
0 | 0 | 0 | 0 | [10 empty] | 0
0 | 0 | 0 | 0 | [10 empty] | 0
0 | 0 | 0 | 0 | [10 empty] | 0
0 | 0 | 0 | 0 | [10 empty] | 0
0 | 0 | 0 | 0 | [10 empty] | 0
0 | 0 | 0 | 0 | [10 empty] | 0
0 | 0 | 0 | 0 | [10 empty] | 0
0 | 0 | 0 | 0 | [10 empty] | 0
0 | 0 | 0 | 0 | [10 empty] | 0
0 | 0 | 0 | 0 | [10 empty] | 0
0 | 0 | 0 | 0 | [10 empty] | 0
0 | 0 | 0 | 0 | [10 empty] | 0
0 | 0 | 0 | 0 | [10 empty] | 0
0 | 0 | 0 | 0 | [10 empty] | 0
0 | 0 | 0 | 0 | [10 empty] | 0
0 | 0 | 0 | 0 | [10 empty] | 0
0 | 0 | 0 | 0 | [10 empty] | 0
0 | 0 | 0 | 0 | [10 empty] | 0
0 | 0 | 0 | 0 | [10 empty] | 0
0 | 0 | 0 | 0 | [10 empty] | 0
0 | 0 | 0 | 0 | [10 empty] | 0
0 | 0 | 0 | 0 | [10 empty] | 0
0 | 0 | 0 | 0 | [10 empty] | 0
0 | 0 | 0 | 0 | [10 empty] | 0
0 | 0 | 0 | 0 | [10 empty] | 0
0 | 0 | 0 | 0 | [10 empty] | 0
0 | 0 | 0 | 0 | [10 empty] | 0
0 | 0 | 0 | 0 | [10 empty] | 0
0 | 0 | 0 | 0 | [10 empty] | 0
0 | 0 | 0 | 0 | [10 empty] | 0
0 | 0 | 0 | 0 | [10 empty] | 0
0 | 0 | 0 | 0 | [10 empty] | 0
0 | 0 | 0 | 0 | [10 empty] | 0
0 | 0 | 0 | 0 | [10 empty] | 0
0 | 0 | 0 | 0 | [10 empty] | 0
0 | 0 | 0 | 0 | [10 empty] | 0
0 | 0 | 0 | 0 | [10 empty] | 0
0 | 0 | 0 | 0 | [10 empty] | 0
0 | 0 | 0 | 0 | [10 empty] | 0
0 | 0 | 0 | 0 | [10 empty] | 0
0 | 0 | 0 | 0 | [10 empty] | 0
0 | 0 | 0 | 0 | [10 empty] | 0
0 | 0 | 0 | 0 | [10 empty] | 0
0 | 0 | 0 | 0 | [10 empty] | 0
0 | 0 | 0 | 0 | [10 empty] | 0
0 | 0 | 0 | 0 | [10 empty] | 0
0 | 0 | 0 | 0 | [10 empty] | 0
0 | 0 | 0 | 0 | [10 empty] | 0
0 | 0 | 0 | 0 | [10 empty] | 0
0 | 0 | 0 | 0 | [10 empty] | 0
0 | 0 | 0 | 0 | [10 empty] | 0
0 | 0 | 0 | 0 | [10 empty] | 0
0 | 0 | 0 | 0 | [10 empty] | 0
0 | 0 | 0 | 0 | [10 empty] | 0
0 | 0 | 0 | 0 | [10 empty] | 0
0 | 0 | 0 | 0 | [10 empty] | 0
0 | 0 | 0 | 0 | [10 empty] | 0
0 | 0 | 0 | 0 | [10 empty] | 0
0 | 0 | 0 | 0 | [10 empty] | 0
0 | 0 | 0 | 0 | [10 empty] | 0
0 | 0 | 0 | 0 | [10 empty] | 0
0 | 0 | 0 | 0 | [10 empty] | 0
0 | 0 | 0 | 0 | [10 empty] | 0
0 | 0 | 0 | 0 | [10 empty] | 0
0 | 0 | 0 | 0 | [10 empty] | 0
0 | 0 | 0 | 0 | [10 empty] | 0
0 | 0 | 0 | 0 | [10 empty] | 0
0 | 0 | 0 | 0 | [10 empty] | 0
0 | 0 | 0 | 0 | [10 empty] | 0
0 | 0 | 0 | 0 | [10 empty] | 0
0 | 0 | 0 | 0 | [10 empty] | 0
0 | 0 | 0 | 0 | [10 empty] | 0
0 | 0 | 0 | 0 | [10 empty] | 0
0 | 0 | 0 | 0 | [10 empty] | 0
0 | 0 | 0 | 0 | [10 empty] | 0
0 | 0 | 0 | 0 | [10 empty] | 0
0 | 0 | 0 | 0 | [10 empty] | 0
0 | 0 | 0 | 0 | [10 empty] | 0
0 | 0 | 0 | 0 | [10 empty] | 0
0 | 0 | 0 | 0 | [10 empty] | 0
0 | 0 | 0 | 0 | [10 empty] | 0
0 | 0 | 0 | 0 | [10 empty] | 0
0 | 0 | 0 | 0 | [10 empty] | 0
0 | 0 | 0 | 0 | [10 empty] | 0
0 | 0 | 0 | 0 | [10 empty] | 0
0 | 0 | 0 | 0 | [10 empty] | 0
0 | 0 | 0 | 0 | [10 empty] | 0
0 | 0 | 0 | 0 | [10 empty] | 0
0 | 0 | 0 | 0 | [10 empty] | 0
0 | 0 | 0 | 0 | [10 empty] | 0
0 | 0 | 0 | 0 | [10 empty] | 0
0 | 0 | 0 | 0 | [10 empty] | 0
0 | 0 | 0 | 0 | [10 empty] | 0
0 | 0 | 0 | 0 | [10 empty] | 0
0 | 0 | 0 | 0 | [10 empty] | 0
0 | 0 | 0 | 0 | [10 empty] | 0
0 | 0 | 0 | 0 | [10 empty] | 0
0 | 0 | 0 | 0 | [10 empty] | 0
0 | 0 | 0 | 0 | [10 empty] | 0
0 | 0 | 0 | 0 | [10 empty] | 0
0 | 0 | 0 | 0 | [10 empty] | 0
0 | 0 | 0 | 0 | [10 empty] | 0
0 | 0 | 0 | 0 | [10 empty] | 0
0 | 0 | 0 | 0 | [10 empty] | 0
0 | 0 | 0 | 0 | [10 empty] | 0
0 | 0 | 0 | 0 | [10 empty] | 0
0 | 0 | 0 | 0 | [10 empty] | 0
0 | 0 | 0 | 0 | [10 empty] | 0
0 | 0 | 0 | 0 | [10 empty] | 0
0 | 0 | 0 | 0 | [10 empty] | 0
0 | 0 | 0 | 0 | [10 empty] | 0
0 | 0 | 0 | 0 | [10 empty] | 0
0 | 0 | 0 | 0 | [10 empty] | 0
0 | 0 | 0 | 0 | [10 empty] | 0
0 | 0 | 0 | 0 | [10 empty] | 0
0 | 0 | 0 | 0 | [10 empty] | 0
0 | 0 | 0 | 0 | [10 empty] | 0
0 | 0 | 0 | 0 | [10 empty] | 0
0 | 0 | 0 | 0 | [10 empty] | 0
0 | 0 | 0 | 0 | [10 empty] | 0
0 | 0 | 0 | 0 | [10 empty] | 0
0 | 0 | 0 | 0 | [10 empty] | 0
0 | 0 | 0 | 0 | [10 empty] | 0
0 | 0 | 0 | 0 | [10 empty] | 0
0 | 0 | 0 | 0 | [10 empty] | 0
0 | 0 | 0 | 0 | [10 empty] | 0
0 | 0 | 0 | 0 | [10 empty] | 0
0 | 0 | 0 | 0 | [10 empty] | 0
0 | 0 | 0 | 0 | [10 empty] | 0
0 | 0 | 0 | 0 | [10 empty] | 0
0 | 0 | 0 | 0 | [10 empty] | 0
0 | 0 | 0 | 0 | [10 empty] | 0
0 | 0 | 0 | 0 | [10 empty] | 0
0 | 0 | 0 | 0 | [10 empty] | 0
0 | 0 | 0 | 0 | [10 empty] | 0
0 | 0 | 0 | 0 | [10 empty] | 0
0 | 0 | 0 | 0 | [10 empty] | 0
0 | 0 | 0 | 0 | [10 empty] | 0
0 | 0 | 0 | 0 | [10 empty] | 0
0 | 0 | 0 | 0 | [10 empty] | 0
0 | 0 | 0 | 0 | [10 empty] | 0
0 | 0 | 0 | 0 | [10 empty] | 0
0 | 0 | 0 | 0 | [10 empty] | 0
0 | 0 | 0 | 0 | [10 empty] | 0
0 | 0 | 0 | 0 | [10 empty] | 0
0 | 0 | 0 | 0 | [10 empty] | 0
0 | 0 | 0 | 0 | [10 empty] | 0
0 | 0 | 0 | 0 | [10 empty] | 0
0 | 0 | 0 | 0 | [10 empty] | 0
0 | 0 | 0 | 0 | [10 empty] | 0
0 | 0 | 0 | 0 | [10 empty] | 0
0 | 0 | 0 | 0 | [10 empty] | 0
0 | 0 | 0 | 0 | [10 empty] | 0
0 | 0 | 0 | 0 | [10 empty] | 0
0 | 0 | 0 | 0 | [10 empty] | 0
0 | 0 | 0 | 0 | [10 empty] | 0
0 | 0 | 0 | 0 | [10 empty] | 0
0 | 0 | 0 | 0 | [10 empty] | 0
0 | 0 | 0 | 0 | [10 empty] | 0
0 | 0 | 0 | 0 | [10 empty] | 0
0 | 0 | 0 | 0 | [10 empty] | 0
0 | 0 | 0 | 0 | [10 empty] | 0
0 | 0 | 0 | 0 | [10 empty] | 0
0 | 0 | 0 | 0 | [10 empty] | 0
0 | 0 | 0 | 0 | [10 empty] | 0
0 | 0 | 0 | 0 | [10 empty] | 0
0 | 0 | 0 | 0 | [10 empty] | 0
0 | 0 | 0 | 0 | [10 empty] | 0
0 | 0 | 0 | 0 | [10 empty] | 0
0 | 0 | 0 | 0 | [10 empty] | 0
0 | 0 | 0 | 0 | [10 empty] | 0
0 | 0 | 0 | 0 | [10 empty] | 0
0 | 0 | 0 | 0 | [10 empty] | 0
0 | 0 | 0 | 0 | [10 empty] | 0
0 | 0 | 0 | 0 | [10 empty] | 0
0 | 0 | 0 | 0 | [10 empty] | 0
0 | 0 | 0 | 0 | [10 empty] | 0
0 | 0 | 0 | 0 | [10 empty] | 0
0 | 0 | 0 | 0 | [10 empty] | 0
0 | 0 | 0 | 0 | [10 empty] | 0
0 | 0 | 0 | 0 | [10 empty] | 0
0 | 0 | 0 | 0 | [10 empty] | 0
0 | 0 | 0 | 0 | [10 empty] | 0
0 | 0 | 0 | 0 | [10 empty] | 0
0 | 0 | 0 | 0 | [10 empty] | 0
0 | 0 | 0 | 0 | [10 empty] | 0
0 | 0 | 0 | 0 | [10 empty] | 0
0 | 0 | 0 | 0 | [10 empty] | 0
0 | 0 | 0 | 0 | [10 empty] | 0
0 | 0 | 0 | 0 | [10 empty] | 0
0 | 0 | 0 | 0 | [10 empty] | 0
0 | 0 | 0 | 0 | [10 empty] | 0
0 | 0 | 0 | 0 | [10 empty] | 0
0 | 0 | 0 | 0 | [10 empty] | 0
0 | 0 | 0 | 0 | [10 empty] | 0
0 | 0 | 0 | 0 | [10 empty] | 0
0 | 0 | 0 | 0 | [10 empty] | 0
0 | 0 | 0 | 0 | [10 empty] | 0
0 | 0 | 0 | 0 | [10 empty] | 0
0 | 0 | 0 | 0 | [10 empty] | 0
0 | 0 | 0 | 0 | [10 empty] | 0
0 | 0 | 0 | 0 | [10 empty] | 0
0 | 0 | 0 | 0 | [10 empty] | 0
0 | 0 | 0 | 0 | [10 empty] | 0
0 | 0 | 0 | 0 | [10 empty] | 0
0 | 0 | 0 | 0 | [10 empty] | 0
0 | 0 | 0 | 0 | [10 empty] | 0
0 | 0 | 0 | 0 | [10 empty] | 0
0 | 0 | 0 | 0 | [10 empty] | 0
0 | 0 | 0 | 0 | [10 empty] | 0
0 | 0 | 0 | 0 | [10 empty] | 0
0 | 0 | 0 | 0 | [10 empty] | 0
0 | 0 | 0 | 0 | [10 empty] | 0
0 | 0 | 0 | 0 | [10 empty] | 0
0 | 0 | 0 | 0 | [10 empty] | 0
0 | 0 | 0 | 0 | [10 empty] | 0
0 | 0 | 0 | 0 | [10 empty] | 0
0 | 0 | 0 | 0 | [10 empty] | 0
0 | 0 | 0 | 0 | [10 empty] | 0
0 | 0 | 0 | 0 | [10 empty] | 0
0 | 0 | 0 | 0 | [10 empty] | 0
0 | 0 | 0 | 0 | [10 empty] | 0
0 | 0 | 0 | 0 | [10 empty] | 0
0 | 0 | 0 | 0 | [10 empty] | 0
0 | 0 | 0 | 0 | [10 empty] | 0
0 | 0 | 0 | 0 | [10 empty] | 0
0 | 0 | 0 | 0 | [10 empty] | 0
0 | 0 | 0 | 0 | [10 empty] | 0
0 | 0 | 0 | 0 | [10 empty] | 0
0 | 0 | 0 | 0 | [10 empty] | 0
0 | 0 | 0 | 0 | [10 empty] | 0
0 | 0 | 0 | 0 | [10 empty] | 0
0 | 0 | 0 | 0 | [10 empty] | 0
0 | 0 | 0 | 0 | [10 empty] | 0
0 | 0 | 0 | 0 | [10 empty] | 0
0 | 0 | 0 | 0 | [10 empty] | 0
0 | 0 | 0 | 0 | [10 empty] | 0
0 | 0 | 0 | 0 | [10 empty] | 0
0 | 0 | 0 | 0 | [10 empty] | 0
0 | 0 | 0 | 0 | [10 empty] | 0
0 | 0 | 0 | 0 | [10 empty] | 0
0 | 0 | 0 | 0 | [10 empty] | 0
0 | 0 | 0 | 0 | [10 empty] | 0
0 | 0 | 0 | 0 | [10 empty] | 0
0 | 0 | 0 | 0 | [10 empty] | 0
0 | 0 | 0 | 0 | [10 empty] | 0
0 | 0 | 0 | 0 | [10 empty] | 0
0 | 0 | 0 | 0 | [10 empty] | 0
0 | 0 | 0 | 0 | [10 empty] | 0
0 | 0 | 0 | 0 | [10 empty] | 0
0 | 0 | 0 | 0 | [10 empty] | 0
0 | 0 | 0 | 0 | [10 empty] | 0
0 | 0 | 0 | 0 | [10 empty] | 0
0 | 0 | 0 | 0 | [10 empty] | 0
0 | 0 | 0 | 0 | [10 empty] | 0
0 | 0 | 0 | 0 | [10 empty] | 0
0 | 0 | 0 | 0 | [10 empty] | 0
0 | 0 | 0 | 0 | [10 empty] | 0
0 | 0 | 0 | 0 | [10 empty] | 0
0 | 0 | 0 | 0 | [10 empty] | 0
0 | 0 | 0 | 0 | [10 empty] | 0
0 | 0 | 0 | 0 | [10 empty] | 0
0 | 0 | 0 | 0 | [10 empty] | 0
0 | 0 | 0 | 0 | [10 empty] | 0
0 | 0 | 0 | 0 | [10 empty] | 0
0 | 0 | 0 | 0 | [10 empty] | 0
0 | 0 | 0 | 0 | [10 empty] | 0
0 | 0 | 0 | 0 | [10 empty] | 0
0 | 0 | 0 | 0 | [10 empty] | 0
0 | 0 | 0 | 0 | [10 empty] | 0
0 | 0 | 0 | 0 | [10 empty] | 0
0 | 0 | 0 | 0 | [10 empty] | 0
0 | 0 | 0 | 0 | [10 empty] | 0
0 | 0 | 0 | 0 | [10 empty] | 0
0 | 0 | 0 | 0 | [10 empty] | 0
0 | 0 | 0 | 0 | [10 empty] | 0
0 | 0 | 0 | 0 | [10 empty] | 0
0 | 0 | 0 | 0 | [10 empty] | 0
0 | 0 | 0 | 0 | [10 empty] | 0
0 | 0 | 0 | 0 | [10 empty] | 0
0 | 0 | 0 | 0 | [10 empty] | 0
0 | 0 | 0 | 0 | [10 empty] | 0
0 | 0 | 0 | 0 | [10 empty] | 0
0 | 0 | 0 | 0 | [10 empty] | 0
0 | 0 | 0 | 0 | [10 empty] | 0
0 | 0 | 0 | 0 | [10 empty] | 0
0 | 0 | 0 | 0 | [10 empty] | 0
0 | 0 | 0 | 0 | [10 empty] | 0
0 | 0 | 0 | 0 | [10 empty] | 0
0 | 0 | 0 | 0 | [10 empty] | 0
0 | 0 | 0 | 0 | [10 empty] | 0
0 | 0 | 0 | 0 | [10 empty] | 0
0 | 0 | 0 | 0 | [10 empty] | 0
0 | 0 | 0 | 0 | [10 empty] | 0
0 | 0 | 0 | 0 | [10 empty] | 0
0 | 0 | 0 | 0 | [10 empty] | 0
0 | 0 | 0 | 0 | [10 empty] | 0
0 | 0 | 0 | 0 | [10 empty] | 0
0 | 0 | 0 | 0 | [10 empty] | 0
0 | 0 | 0 | 0 | [10 empty] | 0
0 | 0 | 0 | 0 | [10 empty] | 0
0 | 0 | 0 | 0 | [10 empty] | 0
0 | 0 | 0 | 0 | [10 empty] | 0
0 | 0 | 0 | 0 | [10 empty] | 0
0 | 0 | 0 | 0 | [10 empty] | 0
0 | 0 | 0 | 0 | [10 empty] | 0
0 | 0 | 0 | 0 | [10 empty] | 0
0 | 0 | 0 | 0 | [10 empty] | 0
0 | 0 | 0 | 0 | [10 empty] | 0
0 | 0 | 0 | 0 | [10 empty] | 0
0 | 0 | 0 | 0 | [10 empty] | 0
0 | 0 | 0 | 0 | [10 empty] | 0
0 | 0 | 0 | 0 | [10 empty] | 0
0 | 0 | 0 | 0 | [10 empty] | 0
0 | 0 | 0 | 0 | [10 empty] | 0
0 | 0 | 0 | 0 | [10 empty] | 0
0 | 0 | 0 | 0 | [10 empty] | 0
0 | 0 | 0 | 0 | [10 empty] | 0
0 | 0 | 0 | 0 | [10 empty] | 0
0 | 0 | 0 | 0 | [10 empty] | 0
0 | 0 | 0 | 0 | [10 empty] | 0
0 | 0 | 0 | 0 | [10 empty] | 0
0 | 0 | 0 | 0 | [10 empty] | 0
0 | 0 | 0 | 0 | [10 empty] | 0
0 | 0 | 0 | 0 | [10 empty] | 0
0 | 0 | 0 | 0 | [10 empty] | 0
0 | 0 | 0 | 0 | [10 empty] | 0
0 | 0 | 0 | 0 | [10 empty] | 0
0 | 0 | 0 | 0 | [10 empty] | 0
0 | 0 | 0 | 0 | [10 empty] | 0
0 | 0 | 0 | 0 | [10 empty] | 0
0 | 0 | 0 | 0 | [10 empty] | 0
0 | 0 | 0 | 0 | [10 empty] | 0
0 | 0 | 0 | 0 | [10 empty] | 0
0 | 0 | 0 | 0 | [10 empty] | 0
0 | 0 | 0 | 0 | [10 empty] | 0
0 | 0 | 0 | 0 | [10 empty] | 0
0 | 0 | 0 | 0 | [10 empty] | 0
0 | 0 | 0 | 0 | [10 empty] | 0
0 | 0 | 0 | 0 | [10 empty] | 0
0 | 0 | 0 | 0 | [10 empty] | 0
0 | 0 | 0 | 0 | [10 empty] | 0
0 | 0 | 0 | 0 | [10 empty] | 0
0 | 0 | 0 | 0 | [10 empty] | 0
0 | 0 | 0 | 0 | [10 empty] | 0
0 | 0 | 0 | 0 | [10 empty] | 0
0 | 0 | 0 | 0 | [10 empty] | 0
0 | 0 | 0 | 0 | [10 empty] | 0
0 | 0 | 0 | 0 | [10 empty] | 0
0 | 0 | 0 | 0 | [10 empty] | 0
0 | 0 | 0 | 0 | [10 empty] | 0
0 | 0 | 0 | 0 | [10 empty] | 0
0 | 0 | 0 | 0 | [10 empty] | 0
0 | 0 | 0 | 0 | [10 empty] | 0
0 | 0 | 0 | 0 | [10 empty] | 0
0 | 0 | 0 | 0 | [10 empty] | 0
0 | 0 | 0 | 0 | [10 empty] | 0
0 | 0 | 0 | 0 | [10 empty] | 0
0 | 0 | 0 | 0 | [10 empty] | 0
0 | 0 | 0 | 0 | [10 empty] | 0
0 | 0 | 0 | 0 | [10 empty] | 0
0 | 0 | 0 | 0 | [10 empty] | 0
0 | 0 | 0 | 0 | [10 empty] | 0
0 | 0 | 0 | 0 | [10 empty] | 0
0 | 0 | 0 | 0 | [10 empty] | 0
0 | 0 | 0 | 0 | [10 empty] | 0
0 | 0 | 0 | 0 | [10 empty] | 0
0 | 0 | 0 | 0 | [10 empty] | 0
0 | 0 | 0 | 0 | [10 empty] | 0
0 | 0 | 0 | 0 | [10 empty] | 0
0 | 0 | 0 | 0 | [10 empty] | 0
0 | 0 | 0 | 0 | [10 empty] | 0
0 | 0 | 0 | 0 | [10 empty] | 0
0 | 0 | 0 | 0 | [10 empty] | 0
0 | 0 | 0 | 0 | [10 empty] | 0
0 | 0 | 0 | 0 | [10 empty] | 0
0 | 0 | 0 | 0 | [10 empty] | 0
0 | 0 | 0 | 0 | [10 empty] | 0
0 | 0 | 0 | 0 | [10 empty] | 0
0 | 0 | 0 | 0 | [10 empty] | 0
0 | 0 | 0 | 0 | [10 empty] | 0
0 | 0 | 0 | 0 | [10 empty] | 0
0 | 0 | 0 | 0 | [10 empty] | 0
0 | 0 | 0 | 0 | [10 empty] | 0
0 | 0 | 0 | 0 | [10 empty] | 0
0 | 0 | 0 | 0 | [10 empty] | 0
0 | 0 | 0 | 0 | [10 empty] | 0
0 | 0 | 0 | 0 | [10 empty] | 0
0 | 0 | 0 | 0 | [10 empty] | 0
0 | 0 | 0 | 0 | [10 empty] | 0
0 | 0 | 0 | 0 | [10 empty] | 0
0 | 0 | 0 | 0 | [10 empty] | 0
0 | 0 | 0 | 0 | [10 empty] | 0
0 | 0 | 0 | 0 | [10 empty] | 0
0 | 0 | 0 | 0 | [10 empty] | 0
0 | 0 | 0 | 0 | [10 empty] | 0
0 | 0 | 0 | 0 | [10 empty] | 0
0 | 0 | 0 | 0 | [10 empty] | 0
0 | 0 | 0 | 0 | [10 empty] | 0
0 | 0 | 0 | 0 | [10 empty] | 0
0 | 0 | 0 | 0 | [10 empty] | 0
0 | 0 | 0 | 0 | [10 empty] | 0
0 | 0 | 0 | 0 | [10 empty] | 0
0 | 0 | 0 | 0 | [10 empty] | 0
0 | 0 | 0 | 0 | [10 empty] | 0
0 | 0 | 0 | 0 | [10 empty] | 0
0 | 0 | 0 | 0 | [10 empty] | 0
0 | 0 | 0 | 0 | [10 empty] | 0
0 | 0 | 0 | 0 | [10 empty] | 0
0 | 0 | 0 | 0 | [10 empty] | 0
0 | 0 | 0 | 0 | [10 empty] | 0
0 | 0 | 0 | 0 | [10 empty] | 0
0 | 0 | 0 | 0 | [10 empty] | 0
0 | 0 | 0 | 0 | [10 empty] | 0
0 | 0 | 0 | 0 | [10 empty] | 0
0 | 0 | 0 | 0 | [10 empty] | 0
0 | 0 | 0 | 0 | [10 empty] | 0
0 | 0 | 0 | 0 | [10 empty] | 0
0 | 0 | 0 | 0 | [10 empty] | 0
0 | 0 | 0 | 0 | [10 empty] | 0
0 | 0 | 0 | 0 | [10 empty] | 0
0 | 0 | 0 | 0 | [10 empty] | 0
0 | 0 | 0 | 0 | [10 empty] | 0
0 | 0 | 0 | 0 | [10 empty] | 0
0 | 0 | 0 | 0 | [10 empty] | 0
0 | 0 | 0 | 0 | [10 empty] | 0
0 | 0 | 0 | 0 | [10 empty] | 0
0 | 0 | 0 | 0 | [10 empty] | 0
0 | 0 | 0 | 0 | [10 empty] | 0
0 | 0 | 0 | 0 | [10 empty] | 0
0 | 0 | 0 | 0 | [10 empty] | 0
0 | 0 | 0 | 0 | [10 empty] | 0
0 | 0 | 0 | 0 | [10 empty] | 0
0 | 0 | 0 | 0 | [10 empty] | 0
0 | 0 | 0 | 0 | [10 empty] | 0
0 | 0 | 0 | 0 | [10 empty] | 0
0 | 0 | 0 | 0 | [10 empty] | 0
0 | 0 | 0 | 0 | [10 empty] | 0
0 | 0 | 0 | 0 | [10 empty] | 0
0 | 0 | 0 | 0 | [10 empty] | 0
0 | 0 | 0 | 0 | [10 empty] | 0
0 | 0 | 0 | 0 | [10 empty] | 0
0 | 0 | 0 | 0 | [10 empty] | 0
0 | 0 | 0 | 0 | [10 empty] | 0
0 | 0 | 0 | 0 | [10 empty] | 0
0 | 0 | 0 | 0 | [10 empty] | 0
0 | 0 | 0 | 0 | [10 empty] | 0
0 | 0 | 0 | 0 | [10 empty] | 0
0 | 0 | 0 | 0 | [10 empty] | 0
0 | 0 | 0 | 0 | [10 empty] | 0
0 | 0 | 0 | 0 | [10 empty] | 0
0 | 0 | 0 | 0 | [10 empty] | 0
0 | 0 | 0 | 0 | [10 empty] | 0
0 | 0 | 0 | 0 | [10 empty] | 0
0 | 0 | 0 | 0 | [10 empty] | 0
0 | 0 | 0 | 0 | [10 empty] | 0
0 | 0 | 0 | 0 | [10 empty] | 0
0 | 0 | 0 | 0 | [10 empty] | 0
0 | 0 | 0 | 0 | [10 empty] | 0
0 | 0 | 0 | 0 | [10 empty] | 0
0 | 0 | 0 | 0 | [10 empty] | 0
0 | 0 | 0 | 0 | [10 empty] | 0
0 | 0 | 0 | 0 | [10 empty] | 0
0 | 0 | 0 | 0 | [10 empty] | 0
0 | 0 | 0 | 0 | [10 empty] | 0
0 | 0 | 0 | 0 | [10 empty] | 0
0 | 0 | 0 | 0 | [10 empty] | 0
0 | 0 | 0 | 0 | [10 empty] | 0
0 | 0 | 0 | 0 | [10 empty] | 0
0 | 0 | 0 | 0 | [10 empty] | 0
0 | 0 | 0 | 0 | [10 empty] | 0
0 | 0 | 0 | 0 | [10 empty] | 0
0 | 0 | 0 | 0 | [10 empty] | 0
0 | 0 | 0 | 0 | [10 empty] | 0
0 | 0 | 0 | 0 | [10 empty] | 0
0 | 0 | 0 | 0 | [10 empty] | 0
0 | 0 | 0 | 0 | [10 empty] | 0
0 | 0 | 0 | 0 | [10 empty] | 0
0 | 0 | 0 | 0 | [10 empty] | 0
0 | 0 | 0 | 0 | [10 empty] | 0
0 | 0 | 0 | 0 | [10 empty] | 0
0 | 0 | 0 | 0 | [10 empty] | 0
0 | 0 | 0 | 0 | [10 empty] | 0
0 | 0 | 0 | 0 | [10 empty] | 0
0 | 0 | 0 | 0 | [10 empty] | 0
0 | 0 | 0 | 0 | [10 empty] | 0
0 | 0 | 0 | 0 | [10 empty] | 0
0 | 0 | 0 | 0 | [10 empty] | 0
0 | 0 | 0 | 0 | [10 empty] | 0
0 | 0 | 0 | 0 | [10 empty] | 0
0 | 0 | 0 | 0 | [10 empty] | 0
0 | 0 | 0 | 0 | [10 empty] | 0
0 | 0 | 0 | 0 | [10 empty] | 0
0 | 0 | 0 | 0 | [10 empty] | 0
0 | 0 | 0 | 0 | [10 empty] | 0
0 | 0 | 0 | 0 | [10 empty] | 0
0 | 0 | 0 | 0 | [10 empty] | 0
0 | 0 | 0 | 0 | [10 empty] | 0
0 | 0 | 0 | 0 | [10 empty] | 0
0 | 0 | 0 | 0 | [10 empty] | 0
0 | 0 | 0 | 0 | [10 empty] | 0
0 | 0 | 0 | 0 | [10 empty] | 0
0 | 0 | 0 | 0 | [10 empty] | 0
0 | 0 | 0 | 0 | [10 empty] | 0
0 | 0 | 0 | 0 | [10 empty] | 0
0 | 0 | 0 | 0 | [10 empty] | 0
0 | 0 | 0 | 0 | [10 empty] | 0
0 | 0 | 0 | 0 | [10 empty] | 0
0 | 0 | 0 | 0 | [10 empty] | 0
0 | 0 | 0 | 0 | [10 empty] | 0
0 | 0 | 0 | 0 | [10 empty] | 0
0 | 0 | 0 | 0 | [10 empty] | 0
0 | 0 | 0 | 0 | [10 empty] | 0
0 | 0 | 0 | 0 | [10 empty] | 0
0 | 0 | 0 | 0 | [10 empty] | 0
0 | 0 | 0 | 0 | [10 empty] | 0
0 | 0 | 0 | 0 | [10 empty] | 0
0 | 0 | 0 | 0 | [10 empty] | 0
0 | 0 | 0 | 0 | [10 empty] | 0
0 | 0 | 0 | 0 | [10 empty] | 0
0 | 0 | 0 | 0 | [10 empty] | 0
0 | 0 | 0 | 0 | [10 empty] | 0
0 | 0 | 0 | 0 | [10 empty] | 0
0 | 0 | 0 | 0 | [10 empty] | 0
0 | 0 | 0 | 0 | [10 empty] | 0
0 | 0 | 0 | 0 | [10 empty] | 0
0 | 0 | 0 | 0 | [10 empty] | 0
0 | 0 | 0 | 0 | [10 empty] | 0
0 | 0 | 0 | 0 | [10 empty] | 0
0 | 0 | 0 | 0 | [10 empty] | 0
0 | 0 | 0 | 0 | [10 empty] | 0
0 | 0 | 0 | 0 | [10 empty] | 0
0 | 0 | 0 | 0 | [10 empty] | 0
0 | 0 | 0 | 0 | [10 empty] | 0
0 | 0 | 0 | 0 | [10 empty] | 0
0 | 0 | 0 | 0 | [10 empty] | 0
0 | 0 | 0 | 0 | [10 empty] | 0
0 | 0 | 0 | 0 | [10 empty] | 0
0 | 0 | 0 | 0 | [10 empty] | 0
0 | 0 | 0 | 0 | [10 empty] | 0
0 | 0 | 0 | 0 | [10 empty] | 0
0 | 0 | 0 | 0 | [10 empty] | 0
0 | 0 | 0 | 0 | [10 empty] | 0
0 | 0 | 0 | 0 | [10 empty] | 0
0 | 0 | 0 | 0 | [10 empty] | 0
0 | 0 | 0 | 0 | [10 empty] | 0
0 | 0 | 0 | 0 | [10 empty] | 0
0 | 0 | 0 | 0 | [10 empty] | 0
0 | 0 | 0 | 0 | [10 empty] | 0
0 | 0 | 0 | 0 | [10 empty] | 0
0 | 0 | 0 | 0 | [10 empty] | 0
0 | 0 | 0 | 0 | [10 empty] | 0
0 | 0 | 0 | 0 | [10 empty] | 0
0 | 0 | 0 | 0 | [10 empty] | 0
0 | 0 | 0 | 0 | [10 empty] | 0
0 | 0 | 0 | 0 | [10 empty] | 0
0 | 0 | 0 | 0 | [10 empty] | 0
0 | 0 | 0 | 0 | [10 empty] | 0
0 | 0 | 0 | 0 | [10 empty] | 0
0 | 0 | 0 | 0 | [10 empty] | 0
0 | 0 | 0 | 0 | [10 empty] | 0
0 | 0 | 0 | 0 | [10 empty] | 0
0 | 0 | 0 | 0 | [10 empty] | 0
0 | 0 | 0 | 0 | [10 empty] | 0
0 | 0 | 0 | 0 | [10 empty] | 0
0 | 0 | 0 | 0 | [10 empty] | 0
0 | 0 | 0 | 0 | [10 empty] | 0
0 | 0 | 0 | 0 | [10 empty] | 0
0 | 0 | 0 | 0 | [10 empty] | 0
0 | 0 | 0 | 0 | [10 empty] | 0
0 | 0 | 0 | 0 | [10 empty] | 0
0 | 0 | 0 | 0 | [10 empty] | 0
0 | 0 | 0 | 0 | [10 empty] | 0
0 | 0 | 0 | 0 | [10 empty] | 0
0 | 0 | 0 | 0 | [10 empty] | 0
0 | 0 | 0 | 0 | [10 empty] | 0
0 | 0 | 0 | 0 | [10 empty] | 0
0 | 0 | 0 | 0 | [10 empty] | 0
0 | 0 | 0 | 0 | [10 empty] | 0
0 | 0 | 0 | 0 | [10 empty] | 0
0 | 0 | 0 | 0 | [10 empty] | 0
0 | 0 | 0 | 0 | [10 empty] | 0
0 | 0 | 0 | 0 | [10 empty] | 0
0 | 0 | 0 | 0 | [10 empty] | 0
0 | 0 | 0 | 0 | [10 empty] | 0
0 | 0 | 0 | 0 | [10 empty] | 0
0 | 0 | 0 | 0 | [10 empty] | 0
0 | 0 | 0 | 0 | [10 empty] | 0
0 | 0 | 0 | 0 | [10 empty] | 0
0 | 0 | 0 | 0 | [10 empty] | 0
0 | 0 | 0 | 0 | [10 empty] | 0
0 | 0 | 0 | 0 | [10 empty] | 0
0 | 0 | 0 | 0 | [10 empty] | 0
0 | 0 | 0 | 0 | [10 empty] | 0
0 | 0 | 0 | 0 | [10 empty] | 0
0 | 0 | 0 | 0 | [10 empty] | 0
0 | 0 | 0 | 0 | [10 empty] | 0
0 | 0 | 0 | 0 | [10 empty] | 0
0 | 0 | 0 | 0 | [10 empty] | 0
0 | 0 | 0 | 0 | [10 empty] | 0
0 | 0 | 0 | 0 | [10 empty] | 0
0 | 0 | 0 | 0 | [10 empty] | 0
0 | 0 | 0 | 0 | [10 empty] | 0
0 | 0 | 0 | 0 | [10 empty] | 0
0 | 0 | 0 | 0 | [10 empty] | 0
0 | 0 | 0 | 0 | [10 empty] | 0
0 | 0 | 0 | 0 | [10 empty] | 0
0 | 0 | 0 | 0 | [10 empty] | 0
0 | 0 | 0 | 0 | [10 empty] | 0
0 | 0 | 0 | 0 | [10 empty] | 0
0 | 0 | 0 | 0 | [10 empty] | 0
0 | 0 | 0 | 0 | [10 empty] | 0
0 | 0 | 0 | 0 | [10 empty] | 0
0 | 0 | 0 | 0 | [10 empty] | 0
0 | 0 | 0 | 0 | [10 empty] | 0
0 | 0 | 0 | 0 | [10 empty] | 0
0 | 0 | 0 | 0 | [10 empty] | 0
0 | 0 | 0 | 0 | [10 empty] | 0
0 | 0 | 0 | 0 | [10 empty] | 0
0 | 0 | 0 | 0 | [10 empty] | 0
0 | 0 | 0 | 0 | [10 empty] | 0
0 | 0 | 0 | 0 | [10 empty] | 0
0 | 0 | 0 | 0 | [10 empty] | 0
0 | 0 | 0 | 0 | [10 empty] | 0
0 | 0 | 0 | 0 | [10 empty] | 0
0 | 0 | 0 | 0 | [10 empty] | 0
0 | 0 | 0 | 0 | [10 empty] | 0
0 | 0 | 0 | 0 | [10 empty] | 0
0 | 0 | 0 | 0 | [10 empty] | 0
0 | 0 | 0 | 0 | [10 empty] | 0
0 | 0 | 0 | 0 | [10 empty] | 0
0 | 0 | 0 | 0 | [10 empty] | 0
0 | 0 | 0 | 0 | [10 empty] | 0
0 | 0 | 0 | 0 | [10 empty] | 0
0 | 0 | 0 | 0 | [10 empty] | 0
0 | 0 | 0 | 0 | [10 empty] | 0
0 | 0 | 0 | 0 | [10 empty] | 0
0 | 0 | 0 | 0 | [10 empty] | 0
0 | 0 | 0 | 0 | [10 empty] | 0
0 | 0 | 0 | 0 | [10 empty] | 0
0 | 0 | 0 | 0 | [10 empty] | 0
0 | 0 | 0 | 0 | [10 empty] | 0
0 | 0 | 0 | 0 | [10 empty] | 0
0 | 0 | 0 | 0 | [10 empty] | 0
0 | 0 | 0 | 0 | [10 empty] | 0
0 | 0 | 0 | 0 | [10 empty] | 0
0 | 0 | 0 | 0 | [10 empty] | 0
0 | 0 | 0 | 0 | [10 empty] | 0
0 | 0 | 0 | 0 | [10 empty] | 0
0 | 0 | 0 | 0 | [10 empty] | 0
0 | 0 | 0 | 0 | [10 empty] | 0
0 | 0 | 0 | 0 | [10 empty] | 0
0 | 0 | 0 | 0 | [10 empty] | 0
0 | 0 | 0 | 0 | [10 empty] | 0
0 | 0 | 0 | 0 | [10 empty] | 0
0 | 0 | 0 | 0 | [10 empty] | 0
0 | 0 | 0 | 0 | [10 empty] | 0
0 | 0 | 0 | 0 | [10 empty] | 0
0 | 0 | 0 | 0 | [10 empty] | 0
0 | 0 | 0 | 0 | [10 empty] | 0
0 | 0 | 0 | 0 | [10 empty] | 0
0 | 0 | 0 | 0 | [10 empty] | 0
0 | 0 | 0 | 0 | [10 empty] | 0
0 | 0 | 0 | 0 | [10 empty] | 0
0 | 0 | 0 | 0 | [10 empty] | 0
0 | 0 | 0 | 0 | [10 empty] | 0
0 | 0 | 0 | 0 | [10 empty] | 0
0 | 0 | 0 | 0 | [10 empty] | 0
0 | 0 | 0 | 0 | [10 empty] | 0
0 | 0 | 0 | 0 | [10 empty] | 0
0 | 0 | 0 | 0 | [10 empty] | 0
0 | 0 | 0 | 0 | [10 empty] | 0
0 | 0 | 0 | 0 | [10 empty] | 0
0 | 0 | 0 | 0 | [10 empty] | 0
0 | 0 | 0 | 0 | [10 empty] | 0
0 | 0 | 0 | 0 | [10 empty] | 0
0 | 0 | 0 | 0 | [10 empty] | 0
0 | 0 | 0 | 0 | [10 empty] | 0
0 | 0 | 0 | 0 | [10 empty] | 0
0 | 0 | 0 | 0 | [10 empty] | 0
0 | 0 | 0 | 0 | [10 empty] | 0
0 | 0 | 0 | 0 | [10 empty] | 0
0 | 0 | 0 | 0 | [10 empty] | 0
0 | 0 | 0 | 0 | [10 empty] | 0
0 | 0 | 0 | 0 | [10 empty] | 0
0 | 0 | 0 | 0 | [10 empty] | 0
0 | 0 | 0 | 0 | [10 empty] | 0
0 | 0 | 0 | 0 | [10 empty] | 0
0 | 0 | 0 | 0 | [10 empty] | 0
0 | 0 | 0 | 0 | [10 empty] | 0
0 | 0 | 0 | 0 | [10 empty] | 0
0 | 0 | 0 | 0 | [10 empty] | 0
0 | 0 | 0 | 0 | [10 empty] | 0
0 | 0 | 0 | 0 | [10 empty] | 0
0 | 0 | 0 | 0 | [10 empty] | 0
0 | 0 | 0 | 0 | [10 empty] | 0
0 | 0 | 0 | 0 | [10 empty] | 0
0 | 0 | 0 | 0 | [10 empty] | 0
0 | 0 | 0 | 0 | [10 empty] | 0
0 | 0 | 0 | 0 | [10 empty] | 0
0 | 0 | 0 | 0 | [10 empty] | 0
0 | 0 | 0 | 0 | [10 empty] | 0
0 | 0 | 0 | 0 | [10 empty] | 0
0 | 0 | 0 | 0 | [10 empty] | 0
0 | 0 | 0 | 0 | [10 empty] | 0
0 | 0 | 0 | 0 | [10 empty] | 0
0 | 0 | 0 | 0 | [10 empty] | 0
0 | 0 | 0 | 0 | [10 empty] | 0
0 | 0 | 0 | 0 | [10 empty] | 0
0 | 0 | 0 | 0 | [10 empty] | 0
0 | 0 | 0 | 0 | [10 empty] | 0
0 | 0 | 0 | 0 | [10 empty] | 0
0 | 0 | 0 | 0 | [10 empty] | 0
0 | 0 | 0 | 0 | [10 empty] | 0
0 | 0 | 0 | 0 | [10 empty] | 0
0 | 0 | 0 | 0 | [10 empty] | 0
0 | 0 | 0 | 0 | [10 empty] | 0
0 | 0 | 0 | 0 | [10 empty] | 0
0 | 0 | 0 | 0 | [10 empty] | 0
0 | 0 | 0 | 0 | [10 empty] | 0
0 | 0 | 0 | 0 | [10 empty] | 0
0 | 0 | 0 | 0 | [10 empty] | 0
0 | 0 | 0 | 0 | [10 empty] | 0
0 | 0 | 0 | 0 | [10 empty] | 0
0 | 0 | 0 | 0 | [10 empty] | 0
0 | 0 | 0 | 0 | [10 empty] | 0
0 | 0 | 0 | 0 | [10 empty] | 0
0 | 0 | 0 | 0 | [10 empty] | 0
0 | 0 | 0 | 0 | [10 empty] | 0
0 | 0 | 0 | 0 | [10 empty] | 0
0 | 0 | 0 | 0 | [10 empty] | 0
0 | 0 | 0 | 0 | [10 empty] | 0
0 | 0 | 0 | 0 | [10 empty] | 0
0 | 0 | 0 | 0 | [10 empty] | 0
0 | 0 | 0 | 0 | [10 empty] | 0
0 | 0 | 0 | 0 | [10 empty] | 0
0 | 0 | 0 | 0 | [10 empty] | 0
0 | 0 | 0 | 0 | [10 empty] | 0
0 | 0 | 0 | 0 | [10 empty] | 0
0 | 0 | 0 | 0 | [10 empty] | 0
0 | 0 | 0 | 0 | [10 empty] | 0
0 | 0 | 0 | 0 | [10 empty] | 0
0 | 0 | 0 | 0 | [10 empty] | 0
0 | 0 | 0 | 0 | [10 empty] | 0
0 | 0 | 0 | 0 | [10 empty] | 0
0 | 0 | 0 | 0 | [10 empty] | 0
0 | 0 | 0 | 0 | [10 empty] | 0
0 | 0 | 0 | 0 | [10 empty] | 0
0 | 0 | 0 | 0 | [10 empty] | 0
0 | 0 | 0 | 0 | [10 empty] | 0
0 | 0 | 0 | 0 | [10 empty] | 0
0 | 0 | 0 | 0 | [10 empty] | 0
0 | 0 | 0 | 0 | [10 empty] | 0
0 | 0 | 0 | 0 | [10 empty] | 0
0 | 0 | 0 | 0 | [10 empty] | 0
0 | 0 | 0 | 0 | [10 empty] | 0
0 | 0 | 0 | 0 | [10 empty] | 0
0 | 0 | 0 | 0 | [10 empty] | 0
0 | 0 | 0 | 0 | [10 empty] | 0
0 | 0 | 0 | 0 | [10 empty] | 0
0 | 0 | 0 | 0 | [10 empty] | 0
0 | 0 | 0 | 0 | [10 empty] | 0
0 | 0 | 0 | 0 | [10 empty] | 0
0 | 0 | 0 | 0 | [10 empty] | 0
0 | 0 | 0 | 0 | [10 empty] | 0
0 | 0 | 0 | 0 | [10 empty] | 0
0 | 0 | 0 | 0 | [10 empty] | 0
0 | 0 | 0 | 0 | [10 empty] | 0
0 | 0 | 0 | 0 | [10 empty] | 0
0 | 0 | 0 | 0 | [10 empty] | 0
0 | 0 | 0 | 0 | [10 empty] | 0
0 | 0 | 0 | 0 | [10 empty] | 0
0 | 0 | 0 | 0 | [10 empty] | 0
0 | 0 | 0 | 0 | [10 empty] | 0
0 | 0 | 0 | 0 | [10 empty] | 0
0 | 0 | 0 | 0 | [10 empty] | 0
0 | 0 | 0 | 0 | [10 empty] | 0
0 | 0 | 0 | 0 | [10 empty] | 0
0 | 0 | 0 | 0 | [10 empty] | 0
0 | 0 | 0 | 0 | [10 empty] | 0
0 | 0 | 0 | 0 | [10 empty] | 0
0 | 0 | 0 | 0 | [10 empty] | 0
0 | 0 | 0 | 0 | [10 empty] | 0
0 | 0 | 0 | 0 | [10 empty] | 0
0 | 0 | 0 | 0 | [10 empty] | 0
0 | 0 | 0 | 0 | [10 empty] | 0
0 | 0 | 0 | 0 | [10 empty] | 0
0 | 0 | 0 | 0 | [10 empty] | 0
0 | 0 | 0 | 0 | [10 empty] | 0
0 | 0 | 0 | 0 | [10 empty] | 0
0 | 0 | 0 | 0 | [10 empty] | 0
0 | 0 | 0 | 0 | [10 empty] | 0
0 | 0 | 0 | 0 | [10 empty] | 0
0 | 0 | 0 | 0 | [10 empty] | 0
0 | 0 | 0 | 0 | [10 empty] | 0
0 | 0 | 0 | 0 | [10 empty] | 0
0 | 0 | 0 | 0 | [10 empty] | 0
0 | 0 | 0 | 0 | [10 empty] | 0
0 | 0 | 0 | 0 | [10 empty] | 0
0 | 0 | 0 | 0 | [10 empty] | 0
0 | 0 | 0 | 0 | [10 empty] | 0
0 | 0 | 0 | 0 | [10 empty] | 0
0 | 0 | 0 | 0 | [10 empty] | 0
0 | 0 | 0 | 0 | [10 empty] | 0
0 | 0 | 0 | 0 | [10 empty] | 0
0 | 0 | 0 | 0 | [10 empty] | 0
0 | 0 | 0 | 0 | [10 empty] | 0
0 | 0 | 0 | 0 | [10 empty] | 0
0 | 0 | 0 | 0 | [10 empty] | 0
0 | 0 | 0 | 0 | [10 empty] | 0
0 | 0 | 0 | 0 | [10 empty] | 0
0 | 0 | 0 | 0 | [10 empty] | 0
0 | 0 | 0 | 0 | [10 empty] | 0
0 | 0 | 0 | 0 | [10 empty] | 0
0 | 0 | 0 | 0 | [10 empty] | 0
0 | 0 | 0 | 0 | [10 empty] | 0
0 | 0 | 0 | 0 | [10 empty] | 0
0 | 0 | 0 | 0 | [10 empty] | 0
0 | 0 | 0 | 0 | [10 empty] | 0
0 | 0 | 0 | 0 | [10 empty] | 0
0 | 0 | 0 | 0 | [10 empty] | 0
0 | 0 | 0 | 0 | [10 empty] | 0
0 | 0 | 0 | 0 | [10 empty] | 0
0 | 0 | 0 | 0 | [10 empty] | 0
0 | 0 | 0 | 0 | [10 empty] | 0
0 | 0 | 0 | 0 | [10 empty] | 0
0 | 0 | 0 | 0 | [10 empty] | 0
0 | 0 | 0 | 0 | [10 empty] | 0
0 | 0 | 0 | 0 | [10 empty] | 0
0 | 0 | 0 | 0 | [10 empty] | 0
0 | 0 | 0 | 0 | [10 empty] | 0
0 | 0 | 0 | 0 | [10 empty] | 0
0 | 0 | 0 | 0 | [10 empty] | 0
0 | 0 | 0 | 0 | [10 empty] | 0
0 | 0 | 0 | 0 | [10 empty] | 0
0 | 0 | 0 | 0 | [10 empty] | 0
0 | 0 | 0 | 0 | [10 empty] | 0
0 | 0 | 0 | 0 | [10 empty] | 0
0 | 0 | 0 | 0 | [10 empty] | 0
0 | 0 | 0 | 0 | [10 empty] | 0
0 | 0 | 0 | 0 | [10 empty] | 0
0 | 0 | 0 | 0 | [10 empty] | 0
0 | 0 | 0 | 0 | [10 empty] | 0
0 | 0 | 0 | 0 | [10 empty] | 0
0 | 0 | 0 | 0 | [10 empty] | 0
0 | 0 | 0 | 0 | [10 empty] | 0
0 | 0 | 0 | 0 | [10 empty] | 0
0 | 0 | 0 | 0 | [10 empty] | 0
0 | 0 | 0 | 0 | [10 empty] | 0
0 | 0 | 0 | 0 | [10 empty] | 0
0 | 0 | 0 | 0 | [10 empty] | 0
0 | 0 | 0 | 0 | [10 empty] | 0
0 | 0 | 0 | 0 | [10 empty] | 0
0 | 0 | 0 | 0 | [10 empty] | 0
0 | 0 | 0 | 0 | [10 empty] | 0
0 | 0 | 0 | 0 | [10 empty] | 0
0 | 0 | 0 | 0 | [10 empty] | 0
0 | 0 | 0 | 0 | [10 empty] | 0
0 | 0 | 0 | 0 | [10 empty] | 0
0 | 0 | 0 | 0 | [10 empty] | 0
0 | 0 | 0 | 0 | [10 empty] | 0
0 | 0 | 0 | 0 | [10 empty] | 0
0 | 0 | 0 | 0 | [10 empty] | 0
0 | 0 | 0 | 0 | [10 empty] | 0
0 | 0 | 0 | 0 | [10 empty] | 0
0 | 0 | 0 | 0 | [10 empty] | 0
0 | 0 | 0 | 0 | [10 empty] | 0
0 | 0 | 0 | 0 | [10 empty] | 0
0 | 0 | 0 | 0 | [10 empty] | 0
0 | 0 | 0 | 0 | [10 empty] | 0
0 | 0 | 0 | 0 | [10 empty] | 0
0 | 0 | 0 | 0 | [10 empty] | 0
0 | 0 | 0 | 0 | [10 empty] | 0
0 | 0 | 0 | 0 | [10 empty] | 0
0 | 0 | 0 | 0 | [10 empty] | 0
0 | 0 | 0 | 0 | [10 empty] | 0
0 | 0 | 0 | 0 | [10 empty] | 0
0 | 0 | 0 | 0 | [10 empty] | 0
0 | 0 | 0 | 0 | [10 empty] | 0
0 | 0 | 0 | 0 | [10 empty] | 0
0 | 0 | 0 | 0 | [10 empty] | 0
0 | 0 | 0 | 0 | [10 empty] | 0
0 | 0 | 0 | 0 | [10 empty] | 0
0 | 0 | 0 | 0 | [10 empty] | 0
0 | 0 | 0 | 0 | [10 empty] | 0
0 | 0 | 0 | 0 | [10 empty] | 0
0 | 0 | 0 | 0 | [10 empty] | 0
0 | 0 | 0 | 0 | [10 empty] | 0
0 | 0 | 0 | 0 | [10 empty] | 0
0 | 0 | 0 | 0 | [10 empty] | 0
0 | 0 | 0 | 0 | [10 empty] | 0
0 | 0 | 0 | 0 | [10 empty] | 0
0 | 0 | 0 | 0 | [10 empty] | 0
0 | 0 | 0 | 0 | [10 empty] | 0
0 | 0 | 0 | 0 | [10 empty] | 0
0 | 0 | 0 | 0 | [10 empty] | 0
0 | 0 | 0 | 0 | [10 empty] | 0
0 | 0 | 0 | 0 | [10 empty] | 0
0 | 0 | 0 | 0 | [10 empty] | 0
0 | 0 | 0 | 0 | [10 empty] | 0
0 | 0 | 0 | 0 | [10 empty] | 0
0 | 0 | 0 | 0 | [10 empty] | 0
0 | 0 | 0 | 0 | [10 empty] | 0
0 | 0 | 0 | 0 | [10 empty] | 0
0 | 0 | 0 | 0 | [10 empty] | 0
0 | 0 | 0 | 0 | [10 empty] | 0
0 | 0 | 0 | 0 | [10 empty] | 0
0 | 0 | 0 | 0 | [10 empty] | 0
0 | 0 | 0 | 0 | [10 empty] | 0
0 | 0 | 0 | 0 | [10 empty] | 0
0 | 0 | 0 | 0 | [10 empty] | 0
0 | 0 | 0 | 0 | [10 empty] | 0
0 | 0 | 0 | 0 | [10 empty] | 0
0 | 0 | 0 | 0 | [10 empty] | 0
0 | 0 | 0 | 0 | [10 empty] | 0
0 | 0 | 0 | 0 | [10 empty] | 0
0 | 0 | 0 | 0 | [10 empty] | 0
0 | 0 | 0 | 0 | [10 empty] | 0
0 | 0 | 0 | 0 | [10 empty] | 0
0 | 0 | 0 | 0 | [10 empty] | 0
0 | 0 | 0 | 0 | [10 empty] | 0
0 | 0 | 0 | 0 | [10 empty] | 0
0 | 0 | 0 | 0 | [10 empty] | 0
0 | 0 | 0 | 0 | [10 empty] | 0
0 | 0 | 0 | 0 | [10 empty] | 0
0 | 0 | 0 | 0 | [10 empty] | 0
0 | 0 | 0 | 0 | [10 empty] | 0
0 | 0 | 0 | 0 | [10 empty] | 0
0 | 0 | 0 | 0 | [10 empty] | 0
0 | 0 | 0 | 0 | [10 empty] | 0
0 | 0 | 0 | 0 | [10 empty] | 0
0 | 0 | 0 | 0 | [10 empty] | 0
0 | 0 | 0 | 0 | [10 empty] | 0
0 | 0 | 0 | 0 | [10 empty] | 0
0 | 0 | 0 | 0 | [10 empty] | 0
0 | 0 | 0 | 0 | [10 empty] | 0
0 | 0 | 0 | 0 | [10 empty] | 0
0 | 0 | 0 | 0 | [10 empty] | 0
0 | 0 | 0 | 0 | [10 empty] | 0
0 | 0 | 0 | 0 | [10 empty] | 0
0 | 0 | 0 | 0 | [10 empty] | 0
0 | 0 | 0 | 0 | [10 empty] | 0
0 | 0 | 0 | 0 | [10 empty] | 0
0 | 0 | 0 | 0 | [10 empty] | 0
0 | 0 | 0 | 0 | [10 empty] | 0
0 | 0 | 0 | 0 | [10 empty] | 0
0 | 0 | 0 | 0 | [10 empty] | 0
0 | 0 | 0 | 0 | [10 empty] | 0
0 | 0 | 0 | 0 | [10 empty] | 0
0 | 0 | 0 | 0 | [10 empty] | 0
0 | 0 | 0 | 0 | [10 empty] | 0
0 | 0 | 0 | 0 | [10 empty] | 0
0 | 0 | 0 | 0 | [10 empty] | 0
0 | 0 | 0 | 0 | [10 empty] | 0
0 | 0 | 0 | 0 | [10 empty] | 0
0 | 0 | 0 | 0 | [10 empty] | 0
0 | 0 | 0 | 0 | [10 empty] | 0
0 | 0 | 0 | 0 | [10 empty] | 0
0 | 0 | 0 | 0 | [10 empty] | 0
0 | 0 | 0 | 0 | [10 empty] | 0
0 | 0 | 0 | 0 | [10 empty] | 0
0 | 0 | 0 | 0 | [10 empty] | 0
0 | 0 | 0 | 0 | [10 empty] | 0
0 | 0 | 0 | 0 | [10 empty] | 0
0 | 0 | 0 | 0 | [10 empty] | 0
0 | 0 | 0 | 0 | [10 empty] | 0
0 | 0 | 0 | 0 | [10 empty] | 0
0 | 0 | 0 | 0 | [10 empty] | 0
0 | 0 | 0 | 0 | [10 empty] | 0
0 | 0 | 0 | 0 | [10 empty] | 0
0 | 0 | 0 | 0 | [10 empty] | 0
0 | 0 | 0 | 0 | [10 empty] | 0
0 | 0 | 0 | 0 | [10 empty] | 0
0 | 0 | 0 | 0 | [10 empty] | 0
0 | 0 | 0 | 0 | [10 empty] | 0
0 | 0 | 0 | 0 | [10 empty] | 0
0 | 0 | 0 | 0 | [10 empty] | 0
0 | 0 | 0 | 0 | [10 empty] | 0
0 | 0 | 0 | 0 | [10 empty] | 0
0 | 0 | 0 | 0 | [10 empty] | 0
0 | 0 | 0 | 0 | [10 empty] | 0
0 | 0 | 0 | 0 | [10 empty] | 0
0 | 0 | 0 | 0 | [10 empty] | 0
0 | 0 | 0 | 0 | [10 empty] | 0
0 | 0 | 0 | 0 | [10 empty] | 0
0 | 0 | 0 | 0 | [10 empty] | 0
0 | 0 | 0 | 0 | [10 empty] | 0
0 | 0 | 0 | 0 | [10 empty] | 0
0 | 0 | 0 | 0 | [10 empty] | 0
0 | 0 | 0 | 0 | [10 empty] | 0
0 | 0 | 0 | 0 | [10 empty] | 0
0 | 0 | 0 | 0 | [10 empty] | 0
0 | 0 | 0 | 0 | [10 empty] | 0
0 | 0 | 0 | 0 | [10 empty] | 0
0 | 0 | 0 | 0 | [10 empty] | 0
0 | 0 | 0 | 0 | [10 empty] | 0
0 | 0 | 0 | 0 | [10 empty] | 0
0 | 0 | 0 | 0 | [10 empty] | 0
0 | 0 | 0 | 0 | [10 empty] | 0
0 | 0 | 0 | 0 | [10 empty] | 0
0 | 0 | 0 | 0 | [10 empty] | 0
0 | 0 | 0 | 0 | [10 empty] | 0
0 | 0 | 0 | 0 | [10 empty] | 0
0 | 0 | 0 | 0 | [10 empty] | 0
0 | 0 | 0 | 0 | [10 empty] | 0
0 | 0 | 0 | 0 | [10 empty] | 0
0 | 0 | 0 | 0 | [10 empty] | 0
0 | 0 | 0 | 0 | [10 empty] | 0
0 | 0 | 0 | 0 | [10 empty] | 0
0 | 0 | 0 | 0 | [10 empty] | 0
0 | 0 | 0 | 0 | [10 empty] | 0
0 | 0 | 0 | 0 | [10 empty] | 0
0 | 0 | 0 | 0 | [10 empty] | 0
0 | 0 | 0 | 0 | [10 empty] | 0
0 | 0 | 0 | 0 | [10 empty] | 0
0 | 0 | 0 | 0 | [10 empty] | 0
0 | 0 | 0 | 0 | [10 empty] | 0
0 | 0 | 0 | 0 | [10 empty] | 0
0 | 0 | 0 | 0 | [10 empty] | 0
0 | 0 | 0 | 0 | [10 empty] | 0
0 | 0 | 0 | 0 | [10 empty] | 0
0 | 0 | 0 | 0 | [10 empty] | 0
0 | 0 | 0 | 0 | [10 empty] | 0
0 | 0 | 0 | 0 | [10 empty] | 0
0 | 0 | 0 | 0 | [10 empty] | 0
0 | 0 | 0 | 0 | [10 empty] | 0
0 | 0 | 0 | 0 | [10 empty] | 0
0 | 0 | 0 | 0 | [10 empty] | 0
0 | 0 | 0 | 0 | [10 empty] | 0
0 | 0 | 0 | 0 | [10 empty] | 0
0 | 0 | 0 | 0 | [10 empty] | 0
0 | 0 | 0 | 0 | [10 empty] | 0
0 | 0 | 0 | 0 | [10 empty] | 0
0 | 0 | 0 | 0 | [10 empty] | 0
0 | 0 | 0 | 0 | [10 empty] | 0
0 | 0 | 0 | 0 | [10 empty] | 0
0 | 0 | 0 | 0 | [10 empty] | 0
0 | 0 | 0 | 0 | [10 empty] | 0
0 | 0 | 0 | 0 | [10 empty] | 0
0 | 0 | 0 | 0 | [10 empty] | 0
0 | 0 | 0 | 0 | [10 empty] | 0
0 | 0 | 0 | 0 | [10 empty] | 0
0 | 0 | 0 | 0 | [10 empty] | 0
0 | 0 | 0 | 0 | [10 empty] | 0
0 | 0 | 0 | 0 | [10 empty] | 0
0 | 0 | 0 | 0 | [10 empty] | 0
0 | 0 | 0 | 0 | [10 empty] | 0
0 | 0 | 0 | 0 | [10 empty] | 0
0 | 0 | 0 | 0 | [10 empty] | 0
0 | 0 | 0 | 0 | [10 empty] | 0
0 | 0 | 0 | 0 | [10 empty] | 0
0 | 0 | 0 | 0 | [10 empty] | 0
0 | 0 | 0 | 0 | [10 empty] | 0
0 | 0 | 0 | 0 | [10 empty] | 0
0 | 0 | 0 | 0 | [10 empty] | 0
0 | 0 | 0 | 0 | [10 empty] | 0
0 | 0 | 0 | 0 | [10 empty] | 0
0 | 0 | 0 | 0 | [10 empty] | 0
0 | 0 | 0 | 0 | [10 empty] | 0
0 | 0 | 0 | 0 | [10 empty] | 0
0 | 0 | 0 | 0 | [10 empty] | 0
0 | 0 | 0 | 0 | [10 empty] | 0
0 | 0 | 0 | 0 | [10 empty] | 0
0 | 0 | 0 | 0 | [10 empty] | 0
0 | 0 | 0 | 0 | [10 empty] | 0
0 | 0 | 0 | 0 | [10 empty] | 0
0 | 0 | 0 | 0 | [10 empty] | 0
0 | 0 | 0 | 0 | [10 empty] | 0
0 | 0 | 0 | 0 | [10 empty] | 0
0 | 0 | 0 | 0 | [10 empty] | 0
0 | 0 | 0 | 0 | [10 empty] | 0
0 | 0 | 0 | 0 | [10 empty] | 0
0 | 0 | 0 | 0 | [10 empty] | 0
0 | 0 | 0 | 0 | [10 empty] | 0
0 | 0 | 0 | 0 | [10 empty] | 0
0 | 0 | 0 | 0 | [10 empty] | 0
0 | 0 | 0 | 0 | [10 empty] | 0
0 | 0 | 0 | 0 | [10 empty] | 0
0 | 0 | 0 | 0 | [10 empty] | 0
0 | 0 | 0 | 0 | [10 empty] | 0
0 | 0 | 0 | 0 | [10 empty] | 0
0 | 0 | 0 | 0 | [10 empty] | 0
0 | 0 | 0 | 0 | [10 empty] | 0
0 | 0 | 0 | 0 | [10 empty] | 0
0 | 0 | 0 | 0 | [10 empty] | 0
0 | 0 | 0 | 0 | [10 empty] | 0
0 | 0 | 0 | 0 | [10 empty] | 0
0 | 0 | 0 | 0 | [10 empty] | 0
0 | 0 | 0 | 0 | [10 empty] | 0
0 | 0 | 0 | 0 | [10 empty] | 0
0 | 0 | 0 | 0 | [10 empty] | 0
0 | 0 | 0 | 0 | [10 empty] | 0
0 | 0 | 0 | 0 | [10 empty] | 0
0 | 0 | 0 | 0 | [10 empty] | 0
0 | 0 | 0 | 0 | [10 empty] | 0
0 | 0 | 0 | 0 | [10 empty] | 0
0 | 0 | 0 | 0 | [10 empty] | 0
0 | 0 | 0 | 0 | [10 empty] | 0
0 | 0 | 0 | 0 | [10 empty] | 0
0 | 0 | 0 | 0 | [10 empty] | 0
0 | 0 | 0 | 0 | [10 empty] | 0
0 | 0 | 0 | 0 | [10 empty] | 0
0 | 0 | 0 | 0 | [10 empty] | 0
0 | 0 | 0 | 0 | [10 empty] | 0
0 | 0 | 0 | 0 | [10 empty] | 0
0 | 0 | 0 | 0 | [10 empty] | 0
0 | 0 | 0 | 0 | [10 empty] | 0
0 | 0 | 0 | 0 | [10 empty] | 0
0 | 0 | 0 | 0 | [10 empty] | 0
0 | 0 | 0 | 0 | [10 empty] | 0
0 | 0 | 0 | 0 | [10 empty] | 0
0 | 0 | 0 | 0 | [10 empty] | 0
0 | 0 | 0 | 0 | [10 empty] | 0
0 | 0 | 0 | 0 | [10 empty] | 0
0 | 0 | 0 | 0 | [10 empty] | 0
0 | 0 | 0 | 0 | [10 empty] | 0
0 | 0 | 0 | 0 | [10 empty] | 0
0 | 0 | 0 | 0 | [10 empty] | 0
0 | 0 | 0 | 0 | [10 empty] | 0
0 | 0 | 0 | 0 | [10 empty] | 0
0 | 0 | 0 | 0 | [10 empty] | 0
0 | 0 | 0 | 0 | [10 empty] | 0
0 | 0 | 0 | 0 | [10 empty] | 0
0 | 0 | 0 | 0 | [10 empty] | 0
0 | 0 | 0 | 0 | [10 empty] | 0
0 | 0 | 0 | 0 | [10 empty] | 0
0 | 0 | 0 | 0 | [10 empty] | 0
0 | 0 | 0 | 0 | [10 empty] | 0
0 | 0 | 0 | 0 | [10 empty] | 0
0 | 0 | 0 | 0 | [10 empty] | 0
0 | 0 | 0 | 0 | [10 empty] | 0
0 | 0 | 0 | 0 | [10 empty] | 0
0 | 0 | 0 | 0 | [10 empty] | 0
0 | 0 | 0 | 0 | [10 empty] | 0
0 | 0 | 0 | 0 | [10 empty] | 0
0 | 0 | 0 | 0 | [10 empty] | 0
0 | 0 | 0 | 0 | [10 empty] | 0
0 | 0 | 0 | 0 | [10 empty] | 0
0 | 0 | 0 | 0 | [10 empty] | 0
0 | 0 | 0 | 0 | [10 empty] | 0
0 | 0 | 0 | 0 | [10 empty] | 0
0 | 0 | 0 | 0 | [10 empty] | 0
0 | 0 | 0 | 0 | [10 empty] | 0
0 | 0 | 0 | 0 | [10 empty] | 0
0 | 0 | 0 | 0 | [10 empty] | 0
0 | 0 | 0 | 0 | [10 empty] | 0
0 | 0 | 0 | 0 | [10 empty] | 0
0 | 0 | 0 | 0 | [10 empty] | 0
0 | 0 | 0 | 0 | [10 empty] | 0
0 | 0 | 0 | 0 | [10 empty] | 0
0 | 0 | 0 | 0 | [10 empty] | 0
0 | 0 | 0 | 0 | [10 empty] | 0
0 | 0 | 0 | 0 | [10 empty] | 0
0 | 0 | 0 | 0 | [10 empty] | 0
0 | 0 | 0 | 0 | [10 empty] | 0
0 | 0 | 0 | 0 | [10 empty] | 0
0 | 0 | 0 | 0 | [10 empty] | 0
0 | 0 | 0 | 0 | [10 empty] | 0
0 | 0 | 0 | 0 | [10 empty] | 0
0 | 0 | 0 | 0 | [10 empty] | 0
0 | 0 | 0 | 0 | [10 empty] | 0
0 | 0 | 0 | 0 | [10 empty] | 0
0 | 0 | 0 | 0 | [10 empty] | 0
0 | 0 | 0 | 0 | [10 empty] | 0
0 | 0 | 0 | 0 | [10 empty] | 0
0 | 0 | 0 | 0 | [10 empty] | 0
0 | 0 | 0 | 0 | [10 empty] | 0
0 | 0 | 0 | 0 | [10 empty] | 0
0 | 0 | 0 | 0 | [10 empty] | 0
0 | 0 | 0 | 0 | [10 empty] | 0
0 | 0 | 0 | 0 | [10 empty] | 0
0 | 0 | 0 | 0 | [10 empty] | 0
0 | 0 | 0 | 0 | [10 empty] | 0
0 | 0 | 0 | 0 | [10 empty] | 0
0 | 0 | 0 | 0 | [10 empty] | 0
0 | 0 | 0 | 0 | [10 empty] | 0
0 | 0 | 0 | 0 | [10 empty] | 0
0 | 0 | 0 | 0 | [10 empty] | 0
0 | 0 | 0 | 0 | [10 empty] | 0
0 | 0 | 0 | 0 | [10 empty] | 0
0 | 0 | 0 | 0 | [10 empty] | 0
0 | 0 | 0 | 0 | [10 empty] | 0
0 | 0 | 0 | 0 | [10 empty] | 0
0 | 0 | 0 | 0 | [10 empty] | 0
0 | 0 | 0 | 0 | [10 empty] | 0
0 | 0 | 0 | 0 | [10 empty] | 0
0 | 0 | 0 | 0 | [10 empty] | 0
0 | 0 | 0 | 0 | [10 empty] | 0
0 | 0 | 0 | 0 | [10 empty] | 0
0 | 0 | 0 | 0 | [10 empty] | 0
0 | 0 | 0 | 0 | [10 empty] | 0
0 | 0 | 0 | 0 | [10 empty] | 0
0 | 0 | 0 | 0 | [10 empty] | 0
0 | 0 | 0 | 0 | [10 empty] | 0
0 | 0 | 0 | 0 | [10 empty] | 0
0 | 0 | 0 | 0 | [10 empty] | 0
0 | 0 | 0 | 0 | [10 empty] | 0
0 | 0 | 0 | 0 | [10 empty] | 0
0 | 0 | 0 | 0 | [10 empty] | 0
0 | 0 | 0 | 0 | [10 empty] | 0
0 | 0 | 0 | 0 | [10 empty] | 0
0 | 0 | 0 | 0 | [10 empty] | 0
0 | 0 | 0 | 0 | [10 empty] | 0
0 | 0 | 0 | 0 | [10 empty] | 0
0 | 0 | 0 | 0 | [10 empty] | 0
0 | 0 | 0 | 0 | [10 empty] | 0
0 | 0 | 0 | 0 | [10 empty] | 0
0 | 0 | 0 | 0 | [10 empty] | 0
0 | 0 | 0 | 0 | [10 empty] | 0
0 | 0 | 0 | 0 | [10 empty] | 0
0 | 0 | 0 | 0 | [10 empty] | 0
0 | 0 | 0 | 0 | [10 empty] | 0
0 | 0 | 0 | 0 | [10 empty] | 0
0 | 0 | 0 | 0 | [10 empty] | 0
0 | 0 | 0 | 0 | [10 empty] | 0
0 | 0 | 0 | 0 | [10 empty] | 0
0 | 0 | 0 | 0 | [10 empty] | 0
0 | 0 | 0 | 0 | [10 empty] | 0
0 | 0 | 0 | 0 | [10 empty] | 0
0 | 0 | 0 | 0 | [10 empty] | 0
0 | 0 | 0 | 0 | [10 empty] | 0
0 | 0 | 0 | 0 | [10 empty] | 0
0 | 0 | 0 | 0 | [10 empty] | 0
0 | 0 | 0 | 0 | [10 empty] | 0
0 | 0 | 0 | 0 | [10 empty] | 0
0 | 0 | 0 | 0 | [10 empty] | 0
0 | 0 | 0 | 0 | [10 empty] | 0
0 | 0 | 0 | 0 | [10 empty] | 0
0 | 0 | 0 | 0 | [10 empty] | 0
0 | 0 | 0 | 0 | [10 empty] | 0
0 | 0 | 0 | 0 | [10 empty] | 0
0 | 0 | 0 | 0 | [10 empty] | 0
0 | 0 | 0 | 0 | [10 empty] | 0
0 | 0 | 0 | 0 | [10 empty] | 0
0 | 0 | 0 | 0 | [10 empty] | 0
0 | 0 | 0 | 0 | [10 empty] | 0
0 | 0 | 0 | 0 | [10 empty] | 0
0 | 0 | 0 | 0 | [10 empty] | 0
0 | 0 | 0 | 0 | [10 empty] | 0
0 | 0 | 0 | 0 | [10 empty] | 0
0 | 0 | 0 | 0 | [10 empty] | 0
0 | 0 | 0 | 0 | [10 empty] | 0
0 | 0 | 0 | 0 | [10 empty] | 0
0 | 0 | 0 | 0 | [10 empty] | 0
0 | 0 | 0 | 0 | [10 empty] | 0
0 | 0 | 0 | 0 | [10 empty] | 0
0 | 0 | 0 | 0 | [10 empty] | 0
0 | 0 | 0 | 0 | [10 empty] | 0
0 | 0 | 0 | 0 | [10 empty] | 0
0 | 0 | 0 | 0 | [10 empty] | 0
0 | 0 | 0 | 0 | [10 empty] | 0
0 | 0 | 0 | 0 | [10 empty] | 0
0 | 0 | 0 | 0 | [10 empty] | 0
0 | 0 | 0 | 0 | [10 empty] | 0
0 | 0 | 0 | 0 | [10 empty] | 0
0 | 0 | 0 | 0 | [10 empty] | 0
0 | 0 | 0 | 0 | [10 empty] | 0
0 | 0 | 0 | 0 | [10 empty] | 0
0 | 0 | 0 | 0 | [10 empty] | 0
0 | 0 | 0 | 0 | [10 empty] | 0
0 | 0 | 0 | 0 | [10 empty] | 0
0 | 0 | 0 | 0 | [10 empty] | 0
0 | 0 | 0 | 0 | [10 empty] | 0
0 | 0 | 0 | 0 | [10 empty] | 0
0 | 0 | 0 | 0 | [10 empty] | 0
0 | 0 | 0 | 0 | [10 empty] | 0
0 | 0 | 0 | 0 | [10 empty] | 0
0 | 0 | 0 | 0 | [10 empty] | 0
0 | 0 | 0 | 0 | [10 empty] | 0
0 | 0 | 0 | 0 | [10 empty] | 0
0 | 0 | 0 | 0 | [10 empty] | 0
0 | 0 | 0 | 0 | [10 empty] | 0
0 | 0 | 0 | 0 | [10 empty] | 0
0 | 0 | 0 | 0 | [10 empty] | 0
0 | 0 | 0 | 0 | [10 empty] | 0
0 | 0 | 0 | 0 | [10 empty] | 0
0 | 0 | 0 | 0 | [10 empty] | 0
0 | 0 | 0 | 0 | [10 empty] | 0
0 | 0 | 0 | 0 | [10 empty] | 0
0 | 0 | 0 | 0 | [10 empty] | 0
0 | 0 | 0 | 0 | [10 empty] | 0
0 | 0 | 0 | 0 | [10 empty] | 0
0 | 0 | 0 | 0 | [10 empty] | 0
0 | 0 | 0 | 0 | [10 empty] | 0
0 | 0 | 0 | 0 | [10 empty] | 0
0 | 0 | 0 | 0 | [10 empty] | 0
0 | 0 | 0 | 0 | [10 empty] | 0
0 | 0 | 0 | 0 | [10 empty] | 0
0 | 0 | 0 | 0 | [10 empty] | 0
0 | 0 | 0 | 0 | [10 empty] | 0
0 | 0 | 0 | 0 | [10 empty] | 0
0 | 0 | 0 | 0 | [10 empty] | 0
0 | 0 | 0 | 0 | [10 empty] | 0
0 | 0 | 0 | 0 | [10 empty] | 0
0 | 0 | 0 | 0 | [10 empty] | 0
0 | 0 | 0 | 0 | [10 empty] | 0
0 | 0 | 0 | 0 | [10 empty] | 0
0 | 0 | 0 | 0 | [10 empty] | 0
0 | 0 | 0 | 0 | [10 empty] | 0
0 | 0 | 0 | 0 | [10 empty] | 0
0 | 0 | 0 | 0 | [10 empty] | 0
0 | 0 | 0 | 0 | [10 empty] | 0
0 | 0 | 0 | 0 | [10 empty] | 0
0 | 0 | 0 | 0 | [10 empty] | 0
0 | 0 | 0 | 0 | [10 empty] | 0
0 | 0 | 0 | 0 | [10 empty] | 0
0 | 0 | 0 | 0 | [10 empty] | 0
0 | 0 | 0 | 0 | [10 empty] | 0
0 | 0 | 0 | 0 | [10 empty] | 0
0 | 0 | 0 | 0 | [10 empty] | 0
0 | 0 | 0 | 0 | [10 empty] | 0
0 | 0 | 0 | 0 | [10 empty] | 0
0 | 0 | 0 | 0 | [10 empty] | 0
0 | 0 | 0 | 0 | [10 empty] | 0
0 | 0 | 0 | 0 | [10 empty] | 0
0 | 0 | 0 | 0 | [10 empty] | 0
0 | 0 | 0 | 0 | [10 empty] | 0
0 | 0 | 0 | 0 | [10 empty] | 0
0 | 0 | 0 | 0 | [10 empty] | 0
0 | 0 | 0 | 0 | [10 empty] | 0
0 | 0 | 0 | 0 | [10 empty] | 0
0 | 0 | 0 | 0 | [10 empty] | 0
0 | 0 | 0 | 0 | [10 empty] | 0
0 | 0 | 0 | 0 | [10 empty] | 0
0 | 0 | 0 | 0 | [10 empty] | 0
0 | 0 | 0 | 0 | [10 empty] | 0
0 | 0 | 0 | 0 | [10 empty] | 0
0 | 0 | 0 | 0 | [10 empty] | 0
0 | 0 | 0 | 0 | [10 empty] | 0
0 | 0 | 0 | 0 | [10 empty] | 0
0 | 0 | 0 | 0 | [10 empty] | 0
0 | 0 | 0 | 0 | [10 empty] | 0
0 | 0 | 0 | 0 | [10 empty] | 0
0 | 0 | 0 | 0 | [10 empty] | 0
0 | 0 | 0 | 0 | [10 empty] | 0
0 | 0 | 0 | 0 | [10 empty] | 0
0 | 0 | 0 | 0 | [10 empty] | 0
0 | 0 | 0 | 0 | [10 empty] | 0
0 | 0 | 0 | 0 | [10 empty] | 0
0 | 0 | 0 | 0 | [10 empty] | 0
0 | 0 | 0 | 0 | [10 empty] | 0
0 | 0 | 0 | 0 | [10 empty] | 0
0 | 0 | 0 | 0 | [10 empty] | 0
0 | 0 | 0 | 0 | [10 empty] | 0
0 | 0 | 0 | 0 | [10 empty] | 0
0 | 0 | 0 | 0 | [10 empty] | 0
0 | 0 | 0 | 0 | [10 empty] | 0
0 | 0 | 0 | 0 | [10 empty] | 0
0 | 0 | 0 | 0 | [10 empty] | 0
0 | 0 | 0 | 0 | [10 empty] | 0
0 | 0 | 0 | 0 | [10 empty] | 0
0 | 0 | 0 | 0 | [10 empty] | 0
0 | 0 | 0 | 0 | [10 empty] | 0
0 | 0 | 0 | 0 | [10 empty] | 0
0 | 0 | 0 | 0 | [10 empty] | 0
0 | 0 | 0 | 0 | [10 empty] | 0
0 | 0 | 0 | 0 | [10 empty] | 0
0 | 0 | 0 | 0 | [10 empty] | 0
0 | 0 | 0 | 0 | [10 empty] | 0
0 | 0 | 0 | 0 | [10 empty] | 0
0 | 0 | 0 | 0 | [10 empty] | 0
0 | 0 | 0 | 0 | [10 empty] | 0
0 | 0 | 0 | 0 | [10 empty] | 0
0 | 0 | 0 | 0 | [10 empty] | 0
0 | 0 | 0 | 0 | [10 empty] | 0
0 | 0 | 0 | 0 | [10 empty] | 0
0 | 0 | 0 | 0 | [10 empty] | 0
0 | 0 | 0 | 0 | [10 empty] | 0
0 | 0 | 0 | 0 | [10 empty] | 0
0 | 0 | 0 | 0 | [10 empty] | 0
0 | 0 | 0 | 0 | [10 empty] | 0
0 | 0 | 0 | 0 | [10 empty] | 0
0 | 0 | 0 | 0 | [10 empty] | 0
0 | 0 | 0 | 0 | [10 empty] | 0
0 | 0 | 0 | 0 | [10 empty] | 0
0 | 0 | 0 | 0 | [10 empty] | 0
0 | 0 | 0 | 0 | [10 empty] | 0
0 | 0 | 0 | 0 | [10 empty] | 0
0 | 0 | 0 | 0 | [10 empty] | 0
0 | 0 | 0 | 0 | [10 empty] | 0
0 | 0 | 0 | 0 | [10 empty] | 0
0 | 0 | 0 | 0 | [10 empty] | 0
0 | 0 | 0 | 0 | [10 empty] | 0
0 | 0 | 0 | 0 | [10 empty] | 0
0 | 0 | 0 | 0 | [10 empty] | 0
0 | 0 | 0 | 0 | [10 empty] | 0
0 | 0 | 0 | 0 | [10 empty] | 0
0 | 0 | 0 | 0 | [10 empty] | 0
0 | 0 | 0 | 0 | [10 empty] | 0
0 | 0 | 0 | 0 | [10 empty] | 0
0 | 0 | 0 | 0 | [10 empty] | 0
0 | 0 | 0 | 0 | [10 empty] | 0
0 | 0 | 0 | 0 | [10 empty] | 0
0 | 0 | 0 | 0 | [10 empty] | 0
0 | 0 | 0 | 0 | [10 empty] | 0
0 | 0 | 0 | 0 | [10 empty] | 0
0 | 0 | 0 | 0 | [10 empty] | 0
0 | 0 | 0 | 0 | [10 empty] | 0
0 | 0 | 0 | 0 | [10 empty] | 0
0 | 0 | 0 | 0 | [10 empty] | 0
0 | 0 | 0 | 0 | [10 empty] | 0
0 | 0 | 0 | 0 | [10 empty] | 0
0 | 0 | 0 | 0 | [10 empty] | 0
0 | 0 | 0 | 0 | [10 empty] | 0
0 | 0 | 0 | 0 | [10 empty] | 0
0 | 0 | 0 | 0 | [10 empty] | 0
0 | 0 | 0 | 0 | [10 empty] | 0
0 | 0 | 0 | 0 | [10 empty] | 0
0 | 0 | 0 | 0 | [10 empty] | 0
0 | 0 | 0 | 0 | [10 empty] | 0
0 | 0 | 0 | 0 | [10 empty] | 0
0 | 0 | 0 | 0 | [10 empty] | 0
0 | 0 | 0 | 0 | [10 empty] | 0
0 | 0 | 0 | 0 | [10 empty] | 0
0 | 0 | 0 | 0 | [10 empty] | 0
0 | 0 | 0 | 0 | [10 empty] | 0
0 | 0 | 0 | 0 | [10 empty] | 0
0 | 0 | 0 | 0 | [10 empty] | 0
0 | 0 | 0 | 0 | [10 empty] | 0
0 | 0 | 0 | 0 | [10 empty] | 0
0 | 0 | 0 | 0 | [10 empty] | 0
0 | 0 | 0 | 0 | [10 empty] | 0
0 | 0 | 0 | 0 | [10 empty] | 0
0 | 0 | 0 | 0 | [10 empty] | 0
0 | 0 | 0 | 0 | [10 empty] | 0
0 | 0 | 0 | 0 | [10 empty] | 0
0 | 0 | 0 | 0 | [10 empty] | 0
0 | 0 | 0 | 0 | [10 empty] | 0
0 | 0 | 0 | 0 | [10 empty] | 0
0 | 0 | 0 | 0 | [10 empty] | 0
0 | 0 | 0 | 0 | [10 empty] | 0
0 | 0 | 0 | 0 | [10 empty] | 0
0 | 0 | 0 | 0 | [10 empty] | 0
0 | 0 | 0 | 0 | [10 empty] | 0
0 | 0 | 0 | 0 | [10 empty] | 0
0 | 0 | 0 | 0 | [10 empty] | 0
0 | 0 | 0 | 0 | [10 empty] | 0
0 | 0 | 0 | 0 | [10 empty] | 0
0 | 0 | 0 | 0 | [10 empty] | 0
0 | 0 | 0 | 0 | [10 empty] | 0
0 | 0 | 0 | 0 | [10 empty] | 0
0 | 0 | 0 | 0 | [10 empty] | 0
0 | 0 | 0 | 0 | [10 empty] | 0
0 | 0 | 0 | 0 | [10 empty] | 0
0 | 0 | 0 | 0 | [10 empty] | 0
0 | 0 | 0 | 0 | [10 empty] | 0
0 | 0 | 0 | 0 | [10 empty] | 0
0 | 0 | 0 | 0 | [10 empty] | 0
0 | 0 | 0 | 0 | [10 empty] | 0
0 | 0 | 0 | 0 | [10 empty] | 0
0 | 0 | 0 | 0 | [10 empty] | 0
0 | 0 | 0 | 0 | [10 empty] | 0
0 | 0 | 0 | 0 | [10 empty] | 0
0 | 0 | 0 | 0 | [10 empty] | 0
0 | 0 | 0 | 0 | [10 empty] | 0
0 | 0 | 0 | 0 | [10 empty] | 0
0 | 0 | 0 | 0 | [10 empty] | 0
0 | 0 | 0 | 0 | [10 empty] | 0
0 | 0 | 0 | 0 | [10 empty] | 0
0 | 0 | 0 | 0 | [10 empty] | 0
0 | 0 | 0 | 0 | [10 empty] | 0
0 | 0 | 0 | 0 | [10 empty] | 0
0 | 0 | 0 | 0 | [10 empty] | 0
0 | 0 | 0 | 0 | [10 empty] | 0
0 | 0 | 0 | 0 | [10 empty] | 0
0 | 0 | 0 | 0 | [10 empty] | 0
0 | 0 | 0 | 0 | [10 empty] | 0
0 | 0 | 0 | 0 | [10 empty] | 0
0 | 0 | 0 | 0 | [10 empty] | 0
0 | 0 | 0 | 0 | [10 empty] | 0
0 | 0 | 0 | 0 | [10 empty] | 0
0 | 0 | 0 | 0 | [10 empty] | 0
0 | 0 | 0 | 0 | [10 empty] | 0
0 | 0 | 0 | 0 | [10 empty] | 0
0 | 0 | 0 | 0 | [10 empty] | 0
0 | 0 | 0 | 0 | [10 empty] | 0
0 | 0 | 0 | 0 | [10 empty] | 0
0 | 0 | 0 | 0 | [10 empty] | 0
0 | 0 | 0 | 0 | [10 empty] | 0
0 | 0 | 0 | 0 | [10 empty] | 0
0 | 0 | 0 | 0 | [10 empty] | 0
0 | 0 | 0 | 0 | [10 empty] | 0
0 | 0 | 0 | 0 | [10 empty] | 0
0 | 0 | 0 | 0 | [10 empty] | 0
0 | 0 | 0 | 0 | [10 empty] | 0
0 | 0 | 0 | 0 | [10 empty] | 0
0 | 0 | 0 | 0 | [10 empty] | 0
0 | 0 | 0 | 0 | [10 empty] | 0
0 | 0 | 0 | 0 | [10 empty] | 0
0 | 0 | 0 | 0 | [10 empty] | 0
0 | 0 | 0 | 0 | [10 empty] | 0
0 | 0 | 0 | 0 | [10 empty] | 0
0 | 0 | 0 | 0 | [10 empty] | 0
0 | 0 | 0 | 0 | [10 empty] | 0
0 | 0 | 0 | 0 | [10 empty] | 0
0 | 0 | 0 | 0 | [10 empty] | 0
0 | 0 | 0 | 0 | [10 empty] | 0
0 | 0 | 0 | 0 | [10 empty] | 0
0 | 0 | 0 | 0 | [10 empty] | 0
0 | 0 | 0 | 0 | [10 empty] | 0
0 | 0 | 0 | 0 | [10 empty] | 0
0 | 0 | 0 | 0 | [10 empty] | 0
0 | 0 | 0 | 0 | [10 empty] | 0
0 | 0 | 0 | 0 | [10 empty] | 0
0 | 0 | 0 | 0 | [10 empty] | 0
0 | 0 | 0 | 0 | [10 empty] | 0
0 | 0 | 0 | 0 | [10 empty] | 0
0 | 0 | 0 | 0 | [10 empty] | 0
0 | 0 | 0 | 0 | [10 empty] | 0
0 | 0 | 0 | 0 | [10 empty] | 0
0 | 0 | 0 | 0 | [10 empty] | 0
0 | 0 | 0 | 0 | [10 empty] | 0
0 | 0 | 0 | 0 | [10 empty] | 0
0 | 0 | 0 | 0 | [10 empty] | 0
0 | 0 | 0 | 0 | [10 empty] | 0
0 | 0 | 0 | 0 | [10 empty] | 0
0 | 0 | 0 | 0 | [10 empty] | 0
0 | 0 | 0 | 0 | [10 empty] | 0
0 | 0 | 0 | 0 | [10 empty] | 0
0 | 0 | 0 | 0 | [10 empty] | 0
0 | 0 | 0 | 0 | [10 empty] | 0
0 | 0 | 0 | 0 | [10 empty] | 0
0 | 0 | 0 | 0 | [10 empty] | 0
0 | 0 | 0 | 0 | [10 empty] | 0
0 | 0 | 0 | 0 | [10 empty] | 0
0 | 0 | 0 | 0 | [10 empty] | 0
0 | 0 | 0 | 0 | [10 empty] | 0
0 | 0 | 0 | 0 | [10 empty] | 0
0 | 0 | 0 | 0 | [10 empty] | 0
0 | 0 | 0 | 0 | [10 empty] | 0
0 | 0 | 0 | 0 | [10 empty] | 0
0 | 0 | 0 | 0 | [10 empty] | 0
0 | 0 | 0 | 0 | [10 empty] | 0
0 | 0 | 0 | 0 | [10 empty] | 0
0 | 0 | 0 | 0 | [10 empty] | 0
0 | 0 | 0 | 0 | [10 empty] | 0
0 | 0 | 0 | 0 | [10 empty] | 0
0 | 0 | 0 | 0 | [10 empty] | 0
0 | 0 | 0 | 0 | [10 empty] | 0
0 | 0 | 0 | 0 | [10 empty] | 0
0 | 0 | 0 | 0 | [10 empty] | 0
0 | 0 | 0 | 0 | [10 empty] | 0
0 | 0 | 0 | 0 | [10 empty] | 0
0 | 0 | 0 | 0 | [10 empty] | 0
0 | 0 | 0 | 0 | [10 empty] | 0
0 | 0 | 0 | 0 | [10 empty] | 0
0 | 0 | 0 | 0 | [10 empty] | 0
0 | 0 | 0 | 0 | [10 empty] | 0
0 | 0 | 0 | 0 | [10 empty] | 0
0 | 0 | 0 | 0 | [10 empty] | 0
0 | 0 | 0 | 0 | [10 empty] | 0
0 | 0 | 0 | 0 | [10 empty] | 0
0 | 0 | 0 | 0 | [10 empty] | 0
0 | 0 | 0 | 0 | [10 empty] | 0
0 | 0 | 0 | 0 | [10 empty] | 0
0 | 0 | 0 | 0 | [10 empty] | 0
0 | 0 | 0 | 0 | [10 empty] | 0
0 | 0 | 0 | 0 | [10 empty] | 0
0 | 0 | 0 | 0 | [10 empty] | 0
0 | 0 | 0 | 0 | [10 empty] | 0
0 | 0 | 0 | 0 | [10 empty] | 0
0 | 0 | 0 | 0 | [10 empty] | 0
0 | 0 | 0 | 0 | [10 empty] | 0
0 | 0 | 0 | 0 | [10 empty] | 0
0 | 0 | 0 | 0 | [10 empty] | 0
0 | 0 | 0 | 0 | [10 empty] | 0
0 | 0 | 0 | 0 | [10 empty] | 0
0 | 0 | 0 | 0 | [10 empty] | 0
0 | 0 | 0 | 0 | [10 empty] | 0
0 | 0 | 0 | 0 | [10 empty] | 0
0 | 0 | 0 | 0 | [10 empty] | 0
0 | 0 | 0 | 0 | [10 empty] | 0
0 | 0 | 0 | 0 | [10 empty] | 0
0 | 0 | 0 | 0 | [10 empty] | 0
0 | 0 | 0 | 0 | [10 empty] | 0
0 | 0 | 0 | 0 | [10 empty] | 0
0 | 0 | 0 | 0 | [10 empty] | 0
0 | 0 | 0 | 0 | [10 empty] | 0
0 | 0 | 0 | 0 | [10 empty] | 0
0 | 0 | 0 | 0 | [10 empty] | 0
0 | 0 | 0 | 0 | [10 empty] | 0
0 | 0 | 0 | 0 | [10 empty] | 0
0 | 0 | 0 | 0 | [10 empty] | 0
0 | 0 | 0 | 0 | [10 empty] | 0
0 | 0 | 0 | 0 | [10 empty] | 0
0 | 0 | 0 | 0 | [10 empty] | 0
0 | 0 | 0 | 0 | [10 empty] | 0
0 | 0 | 0 | 0 | [10 empty] | 0
0 | 0 | 0 | 0 | [10 empty] | 0
0 | 0 | 0 | 0 | [10 empty] | 0
0 | 0 | 0 | 0 | [10 empty] | 0
0 | 0 | 0 | 0 | [10 empty] | 0
0 | 0 | 0 | 0 | [10 empty] | 0
0 | 0 | 0 | 0 | [10 empty] | 0
0 | 0 | 0 | 0 | [10 empty] | 0
0 | 0 | 0 | 0 | [10 empty] | 0
0 | 0 | 0 | 0 | [10 empty] | 0
0 | 0 | 0 | 0 | [10 empty] | 0
0 | 0 | 0 | 0 | [10 empty] | 0
0 | 0 | 0 | 0 | [10 empty] | 0
0 | 0 | 0 | 0 | [10 empty] | 0
0 | 0 | 0 | 0 | [10 empty] | 0
0 | 0 | 0 | 0 | [10 empty] | 0
0 | 0 | 0 | 0 | [10 empty] | 0
0 | 0 | 0 | 0 | [10 empty] | 0
0 | 0 | 0 | 0 | [10 empty] | 0
0 | 0 | 0 | 0 | [10 empty] | 0
0 | 0 | 0 | 0 | [10 empty] | 0
0 | 0 | 0 | 0 | [10 empty] | 0
0 | 0 | 0 | 0 | [10 empty] | 0
0 | 0 | 0 | 0 | [10 empty] | 0
0 | 0 | 0 | 0 | [10 empty] | 0
0 | 0 | 0 | 0 | [10 empty] | 0
0 | 0 | 0 | 0 | [10 empty] | 0
0 | 0 | 0 | 0 | [10 empty] | 0
0 | 0 | 0 | 0 | [10 empty] | 0
0 | 0 | 0 | 0 | [10 empty] | 0
0 | 0 | 0 | 0 | [10 empty] | 0
0 | 0 | 0 | 0 | [10 empty] | 0
0 | 0 | 0 | 0 | [10 empty] | 0
0 | 0 | 0 | 0 | [10 empty] | 0
0 | 0 | 0 | 0 | [10 empty] | 0
0 | 0 | 0 | 0 | [10 empty] | 0
0 | 0 | 0 | 0 | [10 empty] | 0
0 | 0 | 0 | 0 | [10 empty] | 0
0 | 0 | 0 | 0 | [10 empty] | 0
0 | 0 | 0 | 0 | [10 empty] | 0
0 | 0 | 0 | 0 | [10 empty] | 0
0 | 0 | 0 | 0 | [10 empty] | 0
0 | 0 | 0 | 0 | [10 empty] | 0
0 | 0 | 0 | 0 | [10 empty] | 0
0 | 0 | 0 | 0 | [10 empty] | 0
0 | 0 | 0 | 0 | [10 empty] | 0
0 | 0 | 0 | 0 | [10 empty] | 0
0 | 0 | 0 | 0 | [10 empty] | 0
0 | 0 | 0 | 0 | [10 empty] | 0
0 | 0 | 0 | 0 | [10 empty] | 0
0 | 0 | 0 | 0 | [10 empty] | 0
0 | 0 | 0 | 0 | [10 empty] | 0
0 | 0 | 0 | 0 | [10 empty] | 0
0 | 0 | 0 | 0 | [10 empty] | 0
0 | 0 | 0 | 0 | [10 empty] | 0
0 | 0 | 0 | 0 | [10 empty] | 0
0 | 0 | 0 | 0 | [10 empty] | 0
0 | 0 | 0 | 0 | [10 empty] | 0
0 | 0 | 0 | 0 | [10 empty] | 0
0 | 0 | 0 | 0 | [10 empty] | 0
0 | 0 | 0 | 0 | [10 empty] | 0
0 | 0 | 0 | 0 | [10 empty] | 0
0 | 0 | 0 | 0 | [10 empty] | 0
0 | 0 | 0 | 0 | [10 empty] | 0
0 | 0 | 0 | 0 | [10 empty] | 0
0 | 0 | 0 | 0 | [10 empty] | 0
0 | 0 | 0 | 0 | [10 empty] | 0
0 | 0 | 0 | 0 | [10 empty] | 0
0 | 0 | 0 | 0 | [10 empty] | 0
0 | 0 | 0 | 0 | [10 empty] | 0
0 | 0 | 0 | 0 | [10 empty] | 0
0 | 0 | 0 | 0 | [10 empty] | 0
0 | 0 | 0 | 0 | [10 empty] | 0
0 | 0 | 0 | 0 | [10 empty] | 0
0 | 0 | 0 | 0 | [10 empty] | 0
0 | 0 | 0 | 0 | [10 empty] | 0
0 | 0 | 0 | 0 | [10 empty] | 0
0 | 0 | 0 | 0 | [10 empty] | 0
0 | 0 | 0 | 0 | [10 empty] | 0
0 | 0 | 0 | 0 | [10 empty] | 0
0 | 0 | 0 | 0 | [10 empty] | 0
0 | 0 | 0 | 0 | [10 empty] | 0
0 | 0 | 0 | 0 | [10 empty] | 0
0 | 0 | 0 | 0 | [10 empty] | 0
0 | 0 | 0 | 0 | [10 empty] | 0
0 | 0 | 0 | 0 | [10 empty] | 0
0 | 0 | 0 | 0 | [10 empty] | 0
0 | 0 | 0 | 0 | [10 empty] | 0
0 | 0 | 0 | 0 | [10 empty] | 0
0 | 0 | 0 | 0 | [10 empty] | 0
0 | 0 | 0 | 0 | [10 empty] | 0
0 | 0 | 0 | 0 | [10 empty] | 0
0 | 0 | 0 | 0 | [10 empty] | 0
0 | 0 | 0 | 0 | [10 empty] | 0
0 | 0 | 0 | 0 | [10 empty] | 0
0 | 0 | 0 | 0 | [10 empty] | 0
0 | 0 | 0 | 0 | [10 empty] | 0
0 | 0 | 0 | 0 | [10 empty] | 0
0 | 0 | 0 | 0 | [10 empty] | 0
0 | 0 | 0 | 0 | [10 empty] | 0
0 | 0 | 0 | 0 | [10 empty] | 0
0 | 0 | 0 | 0 | [10 empty] | 0
0 | 0 | 0 | 0 | [10 empty] | 0
0 | 0 | 0 | 0 | [10 empty] | 0
0 | 0 | 0 | 0 | [10 empty] | 0
0 | 0 | 0 | 0 | [10 empty] | 0
0 | 0 | 0 | 0 | [10 empty] | 0
0 | 0 | 0 | 0 | [10 empty] | 0
0 | 0 | 0 | 0 | [10 empty] | 0
0 | 0 | 0 | 0 | [10 empty] | 0
0 | 0 | 0 | 0 | [10 empty] | 0
0 | 0 | 0 | 0 | [10 empty] | 0
0 | 0 | 0 | 0 | [10 empty] | 0
0 | 0 | 0 | 0 | [10 empty] | 0
0 | 0 | 0 | 0 | [10 empty] | 0
0 | 0 | 0 | 0 | [10 empty] | 0
0 | 0 | 0 | 0 | [10 empty] | 0
0 | 0 | 0 | 0 | [10 empty] | 0
0 | 0 | 0 | 0 | [10 empty] | 0
0 | 0 | 0 | 0 | [10 empty] | 0
0 | 0 | 0 | 0 | [10 empty] | 0
0 | 0 | 0 | 0 | [10 empty] | 0
0 | 0 | 0 | 0 | [10 empty] | 0
0 | 0 | 0 | 0 | [10 empty] | 0
0 | 0 | 0 | 0 | [10 empty] | 0
0 | 0 | 0 | 0 | [10 empty] | 0
0 | 0 | 0 | 0 | [10 empty] | 0
0 | 0 | 0 | 0 | [10 empty] | 0
0 | 0 | 0 | 0 | [10 empty] | 0
0 | 0 | 0 | 0 | [10 empty] | 0
0 | 0 | 0 | 0 | [10 empty] | 0
0 | 0 | 0 | 0 | [10 empty] | 0
0 | 0 | 0 | 0 | [10 empty] | 0
0 | 0 | 0 | 0 | [10 empty] | 0
0 | 0 | 0 | 0 | [10 empty] | 0
0 | 0 | 0 | 0 | [10 empty] | 0
0 | 0 | 0 | 0 | [10 empty] | 0
0 | 0 | 0 | 0 | [10 empty] | 0
0 | 0 | 0 | 0 | [10 empty] | 0
0 | 0 | 0 | 0 | [10 empty] | 0
0 | 0 | 0 | 0 | [10 empty] | 0
0 | 0 | 0 | 0 | [10 empty] | 0
0 | 0 | 0 | 0 | [10 empty] | 0
0 | 0 | 0 | 0 | [10 empty] | 0
0 | 0 | 0 | 0 | [10 empty] | 0
0 | 0 | 0 | 0 | [10 empty] | 0
0 | 0 | 0 | 0 | [10 empty] | 0
0 | 0 | 0 | 0 | [10 empty] | 0
0 | 0 | 0 | 0 | [10 empty] | 0
0 | 0 | 0 | 0 | [10 empty] | 0
0 | 0 | 0 | 0 | [10 empty] | 0
0 | 0 | 0 | 0 | [10 empty] | 0
0 | 0 | 0 | 0 | [10 empty] | 0
0 | 0 | 0 | 0 | [10 empty] | 0
0 | 0 | 0 | 0 | [10 empty] | 0
0 | 0 | 0 | 0 | [10 empty] | 0
0 | 0 | 0 | 0 | [10 empty] | 0
0 | 0 | 0 | 0 | [10 empty] | 0
0 | 0 | 0 | 0 | [10 empty] | 0
0 | 0 | 0 | 0 | [10 empty] | 0
0 | 0 | 0 | 0 | [10 empty] | 0
0 | 0 | 0 | 0 | [10 empty] | 0
0 | 0 | 0 | 0 | [10 empty] | 0
0 | 0 | 0 | 0 | [10 empty] | 0
0 | 0 | 0 | 0 | [10 empty] | 0
0 | 0 | 0 | 0 | [10 empty] | 0
0 | 0 | 0 | 0 | [10 empty] | 0
0 | 0 | 0 | 0 | [10 empty] | 0
0 | 0 | 0 | 0 | [10 empty] | 0
0 | 0 | 0 | 0 | [10 empty] | 0
0 | 0 | 0 | 0 | [10 empty] | 0
0 | 0 | 0 | 0 | [10 empty] | 0
0 | 0 | 0 | 0 | [10 empty] | 0
0 | 0 | 0 | 0 | [10 empty] | 0
0 | 0 | 0 | 0 | [10 empty] | 0
0 | 0 | 0 | 0 | [10 empty] | 0
0 | 0 | 0 | 0 | [10 empty] | 0
0 | 0 | 0 | 0 | [10 empty] | 0
0 | 0 | 0 | 0 | [10 empty] | 0
0 | 0 | 0 | 0 | [10 empty] | 0
0 | 0 | 0 | 0 | [10 empty] | 0
0 | 0 | 0 | 0 | [10 empty] | 0
0 | 0 | 0 | 0 | [10 empty] | 0
0 | 0 | 0 | 0 | [10 empty] | 0
0 | 0 | 0 | 0 | [10 empty] | 0
0 | 0 | 0 | 0 | [10 empty] | 0
0 | 0 | 0 | 0 | [10 empty] | 0
0 | 0 | 0 | 0 | [10 empty] | 0
0 | 0 | 0 | 0 | [10 empty] | 0
0 | 0 | 0 | 0 | [10 empty] | 0
0 | 0 | 0 | 0 | [10 empty] | 0
0 | 0 | 0 | 0 | [10 empty] | 0
0 | 0 | 0 | 0 | [10 empty] | 0
0 | 0 | 0 | 0 | [10 empty] | 0
0 | 0 | 0 | 0 | [10 empty] | 0
0 | 0 | 0 | 0 | [10 empty] | 0
0 | 0 | 0 | 0 | [10 empty] | 0
0 | 0 | 0 | 0 | [10 empty] | 0
0 | 0 | 0 | 0 | [10 empty] | 0
0 | 0 | 0 | 0 | [10 empty] | 0
0 | 0 | 0 | 0 | [10 empty] | 0
0 | 0 | 0 | 0 | [10 empty] | 0
0 | 0 | 0 | 0 | [10 empty] | 0
0 | 0 | 0 | 0 | [10 empty] | 0
0 | 0 | 0 | 0 | [10 empty] | 0
0 | 0 | 0 | 0 | [10 empty] | 0
0 | 0 | 0 | 0 | [10 empty] | 0
0 | 0 | 0 | 0 | [10 empty] | 0
0 | 0 | 0 | 0 | [10 empty] | 0
0 | 0 | 0 | 0 | [10 empty] | 0
0 | 0 | 0 | 0 | [10 empty] | 0
0 | 0 | 0 | 0 | [10 empty] | 0
0 | 0 | 0 | 0 | [10 empty] | 0
0 | 0 | 0 | 0 | [10 empty] | 0
0 | 0 | 0 | 0 | [10 empty] | 0
0 | 0 | 0 | 0 | [10 empty] | 0
0 | 0 | 0 | 0 | [10 empty] | 0
0 | 0 | 0 | 0 | [10 empty] | 0
0 | 0 | 0 | 0 | [10 empty] | 0
0 | 0 | 0 | 0 | [10 empty] | 0
0 | 0 | 0 | 0 | [10 empty] | 0
0 | 0 | 0 | 0 | [10 empty] | 0
0 | 0 | 0 | 0 | [10 empty] | 0
0 | 0 | 0 | 0 | [10 empty] | 0
0 | 0 | 0 | 0 | [10 empty] | 0
0 | 0 | 0 | 0 | [10 empty] | 0
0 | 0 | 0 | 0 | [10 empty] | 0
0 | 0 | 0 | 0 | [10 empty] | 0
0 | 0 | 0 | 0 | [10 empty] | 0
0 | 0 | 0 | 0 | [10 empty] | 0
0 | 0 | 0 | 0 | [10 empty] | 0
0 | 0 | 0 | 0 | [10 empty] | 0
0 | 0 | 0 | 0 | [10 empty] | 0
0 | 0 | 0 | 0 | [10 empty] | 0
0 | 0 | 0 | 0 | [10 empty] | 0
0 | 0 | 0 | 0 | [10 empty] | 0
0 | 0 | 0 | 0 | [10 empty] | 0
0 | 0 | 0 | 0 | [10 empty] | 0
0 | 0 | 0 | 0 | [10 empty] | 0
0 | 0 | 0 | 0 | [10 empty] | 0
0 | 0 | 0 | 0 | [10 empty] | 0
0 | 0 | 0 | 0 | [10 empty] | 0
0 | 0 | 0 | 0 | [10 empty] | 0
0 | 0 | 0 | 0 | [10 empty] | 0
0 | 0 | 0 | 0 | [10 empty] | 0
0 | 0 | 0 | 0 | [10 empty] | 0
0 | 0 | 0 | 0 | [10 empty] | 0
0 | 0 | 0 | 0 | [10 empty] | 0
0 | 0 | 0 | 0 | [10 empty] | 0
0 | 0 | 0 | 0 | [10 empty] | 0
0 | 0 | 0 | 0 | [10 empty] | 0
0 | 0 | 0 | 0 | [10 empty] | 0
0 | 0 | 0 | 0 | [10 empty] | 0
0 | 0 | 0 | 0 | [10 empty] | 0
0 | 0 | 0 | 0 | [10 empty] | 0
0 | 0 | 0 | 0 | [10 empty] | 0
0 | 0 | 0 | 0 | [10 empty] | 0
0 | 0 | 0 | 0 | [10 empty] | 0
0 | 0 | 0 | 0 | [10 empty] | 0
0 | 0 | 0 | 0 | [10 empty] | 0
0 | 0 | 0 | 0 | [10 empty] | 0
0 | 0 | 0 | 0 | [10 empty] | 0
0 | 0 | 0 | 0 | [10 empty] | 0
0 | 0 | 0 | 0 | [10 empty] | 0
0 | 0 | 0 | 0 | [10 empty] | 0
0 | 0 | 0 | 0 | [10 empty] | 0
0 | 0 | 0 | 0 | [10 empty] | 0
0 | 0 | 0 | 0 | [10 empty] | 0
0 | 0 | 0 | 0 | [10 empty] | 0
0 | 0 | 0 | 0 | [10 empty] | 0
0 | 0 | 0 | 0 | [10 empty] | 0
0 | 0 | 0 | 0 | [10 empty] | 0
0 | 0 | 0 | 0 | [10 empty] | 0
0 | 0 | 0 | 0 | [10 empty] | 0
0 | 0 | 0 | 0 | [10 empty] | 0
0 | 0 | 0 | 0 | [10 empty] | 0
0 | 0 | 0 | 0 | [10 empty] | 0
0 | 0 | 0 | 0 | [10 empty] | 0
0 | 0 | 0 | 0 | [10 empty] | 0
0 | 0 | 0 | 0 | [10 empty] | 0
0 | 0 | 0 | 0 | [10 empty] | 0
0 | 0 | 0 | 0 | [10 empty] | 0
0 | 0 | 0 | 0 | [10 empty] | 0
0 | 0 | 0 | 0 | [10 empty] | 0
0 | 0 | 0 | 0 | [10 empty] | 0
0 | 0 | 0 | 0 | [10 empty] | 0
0 | 0 | 0 | 0 | [10 empty] | 0
0 | 0 | 0 | 0 | [10 empty] | 0
0 | 0 | 0 | 0 | [10 empty] | 0
0 | 0 | 0 | 0 | [10 empty] | 0
0 | 0 | 0 | 0 | [10 empty] | 0
0 | 0 | 0 | 0 | [10 empty] | 0
0 | 0 | 0 | 0 | [10 empty] | 0
0 | 0 | 0 | 0 | [10 empty] | 0
0 | 0 | 0 | 0 | [10 empty] | 0
0 | 0 | 0 | 0 | [10 empty] | 0
0 | 0 | 0 | 0 | [10 empty] | 0
0 | 0 | 0 | 0 | [10 empty] | 0
0 | 0 | 0 | 0 | [10 empty] | 0
0 | 0 | 0 | 0 | [10 empty] | 0
0 | 0 | 0 | 0 | [10 empty] | 0
0 | 0 | 0 | 0 | [10 empty] | 0
0 | 0 | 0 | 0 | [10 empty] | 0
0 | 0 | 0 | 0 | [10 empty] | 0
0 | 0 | 0 | 0 | [10 empty] | 0
0 | 0 | 0 | 0 | [10 empty] | 0
0 | 0 | 0 | 0 | [10 empty] | 0
0 | 0 | 0 | 0 | [10 empty] | 0
0 | 0 | 0 | 0 | [10 empty] | 0
0 | 0 | 0 | 0 | [10 empty] | 0
0 | 0 | 0 | 0 | [10 empty] | 0
0 | 0 | 0 | 0 | [10 empty] | 0
0 | 0 | 0 | 0 | [10 empty] | 0
0 | 0 | 0 | 0 | [10 empty] | 0
0 | 0 | 0 | 0 | [10 empty] | 0
0 | 0 | 0 | 0 | [10 empty] | 0
0 | 0 | 0 | 0 | [10 empty] | 0
0 | 0 | 0 | 0 | [10 empty] | 0
0 | 0 | 0 | 0 | [10 empty] | 0
0 | 0 | 0 | 0 | [10 empty] | 0
0 | 0 | 0 | 0 | [10 empty] | 0
0 | 0 | 0 | 0 | [10 empty] | 0
0 | 0 | 0 | 0 | [10 empty] | 0
0 | 0 | 0 | 0 | [10 empty] | 0
0 | 0 | 0 | 0 | [10 empty] | 0
0 | 0 | 0 | 0 | [10 empty] | 0
0 | 0 | 0 | 0 | [10 empty] | 0
0 | 0 | 0 | 0 | [10 empty] | 0
0 | 0 | 0 | 0 | [10 empty] | 0
0 | 0 | 0 | 0 | [10 empty] | 0
0 | 0 | 0 | 0 | [10 empty] | 0
0 | 0 | 0 | 0 | [10 empty] | 0
0 | 0 | 0 | 0 | [10 empty] | 0
0 | 0 | 0 | 0 | [10 empty] | 0
0 | 0 | 0 | 0 | [10 empty] | 0
0 | 0 | 0 | 0 | [10 empty] | 0
0 | 0 | 0 | 0 | [10 empty] | 0
0 | 0 | 0 | 0 | [10 empty] | 0
0 | 0 | 0 | 0 | [10 empty] | 0
0 | 0 | 0 | 0 | [10 empty] | 0
0 | 0 | 0 | 0 | [10 empty] | 0
0 | 0 | 0 | 0 | [10 empty] | 0
0 | 0 | 0 | 0 | [10 empty] | 0
0 | 0 | 0 | 0 | [10 empty] | 0
0 | 0 | 0 | 0 | [10 empty] | 0
0 | 0 | 0 | 0 | [10 empty] | 0
0 | 0 | 0 | 0 | [10 empty] | 0
0 | 0 | 0 | 0 | [10 empty] | 0
0 | 0 | 0 | 0 | [10 empty] | 0
0 | 0 | 0 | 0 | [10 empty] | 0
0 | 0 | 0 | 0 | [10 empty] | 0
0 | 0 | 0 | 0 | [10 empty] | 0
0 | 0 | 0 | 0 | [10 empty] | 0
0 | 0 | 0 | 0 | [10 empty] | 0
0 | 0 | 0 | 0 | [10 empty] | 0
0 | 0 | 0 | 0 | [10 empty] | 0
0 | 0 | 0 | 0 | [10 empty] | 0
0 | 0 | 0 | 0 | [10 empty] | 0
0 | 0 | 0 | 0 | [10 empty] | 0
0 | 0 | 0 | 0 | [10 empty] | 0
0 | 0 | 0 | 0 | [10 empty] | 0
0 | 0 | 0 | 0 | [10 empty] | 0
0 | 0 | 0 | 0 | [10 empty] | 0
0 | 0 | 0 | 0 | [10 empty] | 0
0 | 0 | 0 | 0 | [10 empty] | 0
0 | 0 | 0 | 0 | [10 empty] | 0
0 | 0 | 0 | 0 | [10 empty] | 0
0 | 0 | 0 | 0 | [10 empty] | 0
0 | 0 | 0 | 0 | [10 empty] | 0
0 | 0 | 0 | 0 | [10 empty] | 0
0 | 0 | 0 | 0 | [10 empty] | 0
0 | 0 | 0 | 0 | [10 empty] | 0
0 | 0 | 0 | 0 | [10 empty] | 0
0 | 0 | 0 | 0 | [10 empty] | 0
0 | 0 | 0 | 0 | [10 empty] | 0
0 | 0 | 0 | 0 | [10 empty] | 0
0 | 0 | 0 | 0 | [10 empty] | 0
0 | 0 | 0 | 0 | [10 empty] | 0
0 | 0 | 0 | 0 | [10 empty] | 0
0 | 0 | 0 | 0 | [10 empty] | 0
0 | 0 | 0 | 0 | [10 empty] | 0
0 | 0 | 0 | 0 | [10 empty] | 0
0 | 0 | 0 | 0 | [10 empty] | 0
0 | 0 | 0 | 0 | [10 empty] | 0
0 | 0 | 0 | 0 | [10 empty] | 0
0 | 0 | 0 | 0 | [10 empty] | 0
0 | 0 | 0 | 0 | [10 empty] | 0
0 | 0 | 0 | 0 | [10 empty] | 0
0 | 0 | 0 | 0 | [10 empty] | 0
0 | 0 | 0 | 0 | [10 empty] | 0
0 | 0 | 0 | 0 | [10 empty] | 0
0 | 0 | 0 | 0 | [10 empty] | 0
0 | 0 | 0 | 0 | [10 empty] | 0
0 | 0 | 0 | 0 | [10 empty] | 0
0 | 0 | 0 | 0 | [10 empty] | 0
0 | 0 | 0 | 0 | [10 empty] | 0
0 | 0 | 0 | 0 | [10 empty] | 0
0 | 0 | 0 | 0 | [10 empty] | 0
0 | 0 | 0 | 0 | [10 empty] | 0
0 | 0 | 0 | 0 | [10 empty] | 0
0 | 0 | 0 | 0 | [10 empty] | 0
0 | 0 | 0 | 0 | [10 empty] | 0
0 | 0 | 0 | 0 | [10 empty] | 0
0 | 0 | 0 | 0 | [10 empty] | 0
0 | 0 | 0 | 0 | [10 empty] | 0
0 | 0 | 0 | 0 | [10 empty] | 0
0 | 0 | 0 | 0 | [10 empty] | 0
0 | 0 | 0 | 0 | [10 empty] | 0
0 | 0 | 0 | 0 | [10 empty] | 0
0 | 0 | 0 | 0 | [10 empty] | 0
0 | 0 | 0 | 0 | [10 empty] | 0
0 | 0 | 0 | 0 | [10 empty] | 0
0 | 0 | 0 | 0 | [10 empty] | 0
0 | 0 | 0 | 0 | [10 empty] | 0
0 | 0 | 0 | 0 | [10 empty] | 0
0 | 0 | 0 | 0 | [10 empty] | 0
0 | 0 | 0 | 0 | [10 empty] | 0
0 | 0 | 0 | 0 | [10 empty] | 0
0 | 0 | 0 | 0 | [10 empty] | 0
0 | 0 | 0 | 0 | [10 empty] | 0
0 | 0 | 0 | 0 | [10 empty] | 0
0 | 0 | 0 | 0 | [10 empty] | 0
0 | 0 | 0 | 0 | [10 empty] | 0
0 | 0 | 0 | 0 | [10 empty] | 0
0 | 0 | 0 | 0 | [10 empty] | 0
0 | 0 | 0 | 0 | [10 empty] | 0
0 | 0 | 0 | 0 | [10 empty] | 0
0 | 0 | 0 | 0 | [10 empty] | 0
0 | 0 | 0 | 0 | [10 empty] | 0
0 | 0 | 0 | 0 | [10 empty] | 0
0 | 0 | 0 | 0 | [10 empty] | 0
0 | 0 | 0 | 0 | [10 empty] | 0
0 | 0 | 0 | 0 | [10 empty] | 0
0 | 0 | 0 | 0 | [10 empty] | 0
0 | 0 | 0 | 0 | [10 empty] | 0
0 | 0 | 0 | 0 | [10 empty] | 0
0 | 0 | 0 | 0 | [10 empty] | 0
0 | 0 | 0 | 0 | [10 empty] | 0
0 | 0 | 0 | 0 | [10 empty] | 0
0 | 0 | 0 | 0 | [10 empty] | 0
0 | 0 | 0 | 0 | [10 empty] | 0
0 | 0 | 0 | 0 | [10 empty] | 0
0 | 0 | 0 | 0 | [10 empty] | 0
0 | 0 | 0 | 0 | [10 empty] | 0
0 | 0 | 0 | 0 | [10 empty] | 0
0 | 0 | 0 | 0 | [10 empty] | 0
0 | 0 | 0 | 0 | [10 empty] | 0
0 | 0 | 0 | 0 | [10 empty] | 0
0 | 0 | 0 | 0 | [10 empty] | 0
0 | 0 | 0 | 0 | [10 empty] | 0
0 | 0 | 0 | 0 | [10 empty] | 0
0 | 0 | 0 | 0 | [10 empty] | 0
0 | 0 | 0 | 0 | [10 empty] | 0
0 | 0 | 0 | 0 | [10 empty] | 0
0 | 0 | 0 | 0 | [10 empty] | 0
0 | 0 | 0 | 0 | [10 empty] | 0
0 | 0 | 0 | 0 | [10 empty] | 0
0 | 0 | 0 | 0 | [10 empty] | 0
0 | 0 | 0 | 0 | [10 empty] | 0
0 | 0 | 0 | 0 | [10 empty] | 0
0 | 0 | 0 | 0 | [10 empty] | 0
0 | 0 | 0 | 0 | [10 empty] | 0
0 | 0 | 0 | 0 | [10 empty] | 0
0 | 0 | 0 | 0 | [10 empty] | 0
0 | 0 | 0 | 0 | [10 empty] | 0
0 | 0 | 0 | 0 | [10 empty] | 0
0 | 0 | 0 | 0 | [10 empty] | 0
0 | 0 | 0 | 0 | [10 empty] | 0
0 | 0 | 0 | 0 | [10 empty] | 0
0 | 0 | 0 | 0 | [10 empty] | 0
0 | 0 | 0 | 0 | [10 empty] | 0
0 | 0 | 0 | 0 | [10 empty] | 0
0 | 0 | 0 | 0 | [10 empty] | 0
0 | 0 | 0 | 0 | [10 empty] | 0
0 | 0 | 0 | 0 | [10 empty] | 0
0 | 0 | 0 | 0 | [10 empty] | 0
0 | 0 | 0 | 0 | [10 empty] | 0
0 | 0 | 0 | 0 | [10 empty] | 0
0 | 0 | 0 | 0 | [10 empty] | 0
0 | 0 | 0 | 0 | [10 empty] | 0
0 | 0 | 0 | 0 | [10 empty] | 0
0 | 0 | 0 | 0 | [10 empty] | 0
0 | 0 | 0 | 0 | [10 empty] | 0
0 | 0 | 0 | 0 | [10 empty] | 0
0 | 0 | 0 | 0 | [10 empty] | 0
0 | 0 | 0 | 0 | [10 empty] | 0
0 | 0 | 0 | 0 | [10 empty] | 0
0 | 0 | 0 | 0 | [10 empty] | 0
0 | 0 | 0 | 0 | [10 empty] | 0
0 | 0 | 0 | 0 | [10 empty] | 0
0 | 0 | 0 | 0 | [10 empty] | 0
0 | 0 | 0 | 0 | [10 empty] | 0
0 | 0 | 0 | 0 | [10 empty] | 0
0 | 0 | 0 | 0 | [10 empty] | 0
0 | 0 | 0 | 0 | [10 empty] | 0
0 | 0 | 0 | 0 | [10 empty] | 0
0 | 0 | 0 | 0 | [10 empty] | 0
0 | 0 | 0 | 0 | [10 empty] | 0
0 | 0 | 0 | 0 | [10 empty] | 0
0 | 0 | 0 | 0 | [10 empty] | 0
0 | 0 | 0 | 0 | [10 empty] | 0
0 | 0 | 0 | 0 | [10 empty] | 0
0 | 0 | 0 | 0 | [10 empty] | 0
0 | 0 | 0 | 0 | [10 empty] | 0
0 | 0 | 0 | 0 | [10 empty] | 0
0 | 0 | 0 | 0 | [10 empty] | 0
0 | 0 | 0 | 0 | [10 empty] | 0
0 | 0 | 0 | 0 | [10 empty] | 0
0 | 0 | 0 | 0 | [10 empty] | 0
0 | 0 | 0 | 0 | [10 empty] | 0
0 | 0 | 0 | 0 | [10 empty] | 0
0 | 0 | 0 | 0 | [10 empty] | 0
0 | 0 | 0 | 0 | [10 empty] | 0
0 | 0 | 0 | 0 | [10 empty] | 0
0 | 0 | 0 | 0 | [10 empty] | 0
0 | 0 | 0 | 0 | [10 empty] | 0
0 | 0 | 0 | 0 | [10 empty] | 0
0 | 0 | 0 | 0 | [10 empty] | 0
0 | 0 | 0 | 0 | [10 empty] | 0
0 | 0 | 0 | 0 | [10 empty] | 0
0 | 0 | 0 | 0 | [10 empty] | 0
0 | 0 | 0 | 0 | [10 empty] | 0
0 | 0 | 0 | 0 | [10 empty] | 0
0 | 0 | 0 | 0 | [10 empty] | 0
0 | 0 | 0 | 0 | [10 empty] | 0
0 | 0 | 0 | 0 | [10 empty] | 0
0 | 0 | 0 | 0 | [10 empty] | 0
0 | 0 | 0 | 0 | [10 empty] | 0
0 | 0 | 0 | 0 | [10 empty] | 0
0 | 0 | 0 | 0 | [10 empty] | 0
0 | 0 | 0 | 0 | [10 empty] | 0
0 | 0 | 0 | 0 | [10 empty] | 0
0 | 0 | 0 | 0 | [10 empty] | 0
0 | 0 | 0 | 0 | [10 empty] | 0
0 | 0 | 0 | 0 | [10 empty] | 0
0 | 0 | 0 | 0 | [10 empty] | 0
0 | 0 | 0 | 0 | [10 empty] | 0
0 | 0 | 0 | 0 | [10 empty] | 0
0 | 0 | 0 | 0 | [10 empty] | 0
0 | 0 | 0 | 0 | [10 empty] | 0
0 | 0 | 0 | 0 | [10 empty] | 0
0 | 0 | 0 | 0 | [10 empty] | 0
0 | 0 | 0 | 0 | [10 empty] | 0
0 | 0 | 0 | 0 | [10 empty] | 0
0 | 0 | 0 | 0 | [10 empty] | 0
0 | 0 | 0 | 0 | [10 empty] | 0
0 | 0 | 0 | 0 | [10 empty] | 0
0 | 0 | 0 | 0 | [10 empty] | 0
0 | 0 | 0 | 0 | [10 empty] | 0
0 | 0 | 0 | 0 | [10 empty] | 0
0 | 0 | 0 | 0 | [10 empty] | 0
0 | 0 | 0 | 0 | [10 empty] | 0
0 | 0 | 0 | 0 | [10 empty] | 0
0 | 0 | 0 | 0 | [10 empty] | 0
0 | 0 | 0 | 0 | [10 empty] | 0
0 | 0 | 0 | 0 | [10 empty] | 0
0 | 0 | 0 | 0 | [10 empty] | 0
0 | 0 | 0 | 0 | [10 empty] | 0
0 | 0 | 0 | 0 | [10 empty] | 0
0 | 0 | 0 | 0 | [10 empty] | 0
0 | 0 | 0 | 0 | [10 empty] | 0
0 | 0 | 0 | 0 | [10 empty] | 0
0 | 0 | 0 | 0 | [10 empty] | 0
0 | 0 | 0 | 0 | [10 empty] | 0
0 | 0 | 0 | 0 | [10 empty] | 0
0 | 0 | 0 | 0 | [10 empty] | 0
0 | 0 | 0 | 0 | [10 empty] | 0
0 | 0 | 0 | 0 | [10 empty] | 0
0 | 0 | 0 | 0 | [10 empty] | 0
0 | 0 | 0 | 0 | [10 empty] | 0
0 | 0 | 0 | 0 | [10 empty] | 0
0 | 0 | 0 | 0 | [10 empty] | 0
0 | 0 | 0 | 0 | [10 empty] | 0
0 | 0 | 0 | 0 | [10 empty] | 0
0 | 0 | 0 | 0 | [10 empty] | 0
0 | 0 | 0 | 0 | [10 empty] | 0
0 | 0 | 0 | 0 | [10 empty] | 0
0 | 0 | 0 | 0 | [10 empty] | 0
0 | 0 | 0 | 0 | [10 empty] | 0
0 | 0 | 0 | 0 | [10 empty] | 0
0 | 0 | 0 | 0 | [10 empty] | 0
0 | 0 | 0 | 0 | [10 empty] | 0
0 | 0 | 0 | 0 | [10 empty] | 0
0 | 0 | 0 | 0 | [10 empty] | 0
0 | 0 | 0 | 0 | [10 empty] | 0
0 | 0 | 0 | 0 | [10 empty] | 0
0 | 0 | 0 | 0 | [10 empty] | 0
0 | 0 | 0 | 0 | [10 empty] | 0
0 | 0 | 0 | 0 | [10 empty] | 0
0 | 0 | 0 | 0 | [10 empty] | 0
0 | 0 | 0 | 0 | [10 empty] | 0
0 | 0 | 0 | 0 | [10 empty] | 0
0 | 0 | 0 | 0 | [10 empty] | 0
0 | 0 | 0 | 0 | [10 empty] | 0
0 | 0 | 0 | 0 | [10 empty] | 0
0 | 0 | 0 | 0 | [10 empty] | 0
0 | 0 | 0 | 0 | [10 empty] | 0
0 | 0 | 0 | 0 | [10 empty] | 0
0 | 0 | 0 | 0 | [10 empty] | 0
0 | 0 | 0 | 0 | [10 empty] | 0
0 | 0 | 0 | 0 | [10 empty] | 0
0 | 0 | 0 | 0 | [10 empty] | 0
0 | 0 | 0 | 0 | [10 empty] | 0
0 | 0 | 0 | 0 | [10 empty] | 0
0 | 0 | 0 | 0 | [10 empty] | 0
0 | 0 | 0 | 0 | [10 empty] | 0
0 | 0 | 0 | 0 | [10 empty] | 0
0 | 0 | 0 | 0 | [10 empty] | 0
0 | 0 | 0 | 0 | [10 empty] | 0
0 | 0 | 0 | 0 | [10 empty] | 0
0 | 0 | 0 | 0 | [10 empty] | 0
0 | 0 | 0 | 0 | [10 empty] | 0
0 | 0 | 0 | 0 | [10 empty] | 0
0 | 0 | 0 | 0 | [10 empty] | 0
0 | 0 | 0 | 0 | [10 empty] | 0
0 | 0 | 0 | 0 | [10 empty] | 0
0 | 0 | 0 | 0 | [10 empty] | 0
0 | 0 | 0 | 0 | [10 empty] | 0
0 | 0 | 0 | 0 | [10 empty] | 0
0 | 0 | 0 | 0 | [10 empty] | 0
0 | 0 | 0 | 0 | [10 empty] | 0
0 | 0 | 0 | 0 | [10 empty] | 0
0 | 0 | 0 | 0 | [10 empty] | 0
0 | 0 | 0 | 0 | [10 empty] | 0
0 | 0 | 0 | 0 | [10 empty] | 0
0 | 0 | 0 | 0 | [10 empty] | 0
0 | 0 | 0 | 0 | [10 empty] | 0
0 | 0 | 0 | 0 | [10 empty] | 0
0 | 0 | 0 | 0 | [10 empty] | 0
0 | 0 | 0 | 0 | [10 empty] | 0
0 | 0 | 0 | 0 | [10 empty] | 0
0 | 0 | 0 | 0 | [10 empty] | 0
0 | 0 | 0 | 0 | [10 empty] | 0
0 | 0 | 0 | 0 | [10 empty] | 0
0 | 0 | 0 | 0 | [10 empty] | 0
0 | 0 | 0 | 0 | [10 empty] | 0
0 | 0 | 0 | 0 | [10 empty] | 0
0 | 0 | 0 | 0 | [10 empty] | 0
0 | 0 | 0 | 0 | [10 empty] | 0
0 | 0 | 0 | 0 | [10 empty] | 0
0 | 0 | 0 | 0 | [10 empty] | 0
0 | 0 | 0 | 0 | [10 empty] | 0
0 | 0 | 0 | 0 | [10 empty] | 0
0 | 0 | 0 | 0 | [10 empty] | 0
0 | 0 | 0 | 0 | [10 empty] | 0
0 | 0 | 0 | 0 | [10 empty] | 0
0 | 0 | 0 | 0 | [10 empty] | 0
0 | 0 | 0 | 0 | [10 empty] | 0
0 | 0 | 0 | 0 | [10 empty] | 0
0 | 0 | 0 | 0 | [10 empty] | 0
0 | 0 | 0 | 0 | [10 empty] | 0
0 | 0 | 0 | 0 | [10 empty] | 0
0 | 0 | 0 | 0 | [10 empty] | 0
0 | 0 | 0 | 0 | [10 empty] | 0
0 | 0 | 0 | 0 | [10 empty] | 0
0 | 0 | 0 | 0 | [10 empty] | 0
0 | 0 | 0 | 0 | [10 empty] | 0
0 | 0 | 0 | 0 | [10 empty] | 0
0 | 0 | 0 | 0 | [10 empty] | 0
0 | 0 | 0 | 0 | [10 empty] | 0
0 | 0 | 0 | 0 | [10 empty] | 0
0 | 0 | 0 | 0 | [10 empty] | 0
0 | 0 | 0 | 0 | [10 empty] | 0
0 | 0 | 0 | 0 | [10 empty] | 0
0 | 0 | 0 | 0 | [10 empty] | 0
0 | 0 | 0 | 0 | [10 empty] | 0
0 | 0 | 0 | 0 | [10 empty] | 0
0 | 0 | 0 | 0 | [10 empty] | 0
0 | 0 | 0 | 0 | [10 empty] | 0
0 | 0 | 0 | 0 | [10 empty] | 0
0 | 0 | 0 | 0 | [10 empty] | 0
0 | 0 | 0 | 0 | [10 empty] | 0
0 | 0 | 0 | 0 | [10 empty] | 0
0 | 0 | 0 | 0 | [10 empty] | 0
0 | 0 | 0 | 0 | [10 empty] | 0
0 | 0 | 0 | 0 | [10 empty] | 0
0 | 0 | 0 | 0 | [10 empty] | 0
0 | 0 | 0 | 0 | [10 empty] | 0
0 | 0 | 0 | 0 | [10 empty] | 0
0 | 0 | 0 | 0 | [10 empty] | 0
0 | 0 | 0 | 0 | [10 empty] | 0
0 | 0 | 0 | 0 | [10 empty] | 0
0 | 0 | 0 | 0 | [10 empty] | 0
0 | 0 | 0 | 0 | [10 empty] | 0
0 | 0 | 0 | 0 | [10 empty] | 0
0 | 0 | 0 | 0 | [10 empty] | 0
0 | 0 | 0 | 0 | [10 empty] | 0
0 | 0 | 0 | 0 | [10 empty] | 0
0 | 0 | 0 | 0 | [10 empty] | 0
0 | 0 | 0 | 0 | [10 empty] | 0
0 | 0 | 0 | 0 | [10 empty] | 0
0 | 0 | 0 | 0 | [10 empty] | 0
0 | 0 | 0 | 0 | [10 empty] | 0
0 | 0 | 0 | 0 | [10 empty] | 0
0 | 0 | 0 | 0 | [10 empty] | 0
0 | 0 | 0 | 0 | [10 empty] | 0
0 | 0 | 0 | 0 | [10 empty] | 0
0 | 0 | 0 | 0 | [10 empty] | 0
0 | 0 | 0 | 0 | [10 empty] | 0
0 | 0 | 0 | 0 | [10 empty] | 0
0 | 0 | 0 | 0 | [10 empty] | 0
0 | 0 | 0 | 0 | [10 empty] | 0
0 | 0 | 0 | 0 | [10 empty] | 0
0 | 0 | 0 | 0 | [10 empty] | 0
0 | 0 | 0 | 0 | [10 empty] | 0
0 | 0 | 0 | 0 | [10 empty] | 0
0 | 0 | 0 | 0 | [10 empty] | 0
0 | 0 | 0 | 0 | [10 empty] | 0
0 | 0 | 0 | 0 | [10 empty] | 0
0 | 0 | 0 | 0 | [10 empty] | 0
0 | 0 | 0 | 0 | [10 empty] | 0
0 | 0 | 0 | 0 | [10 empty] | 0
0 | 0 | 0 | 0 | [10 empty] | 0
0 | 0 | 0 | 0 | [10 empty] | 0
0 | 0 | 0 | 0 | [10 empty] | 0
0 | 0 | 0 | 0 | [10 empty] | 0
0 | 0 | 0 | 0 | [10 empty] | 0
0 | 0 | 0 | 0 | [10 empty] | 0
0 | 0 | 0 | 0 | [10 empty] | 0
0 | 0 | 0 | 0 | [10 empty] | 0
0 | 0 | 0 | 0 | [10 empty] | 0
0 | 0 | 0 | 0 | [10 empty] | 0
0 | 0 | 0 | 0 | [10 empty] | 0
0 | 0 | 0 | 0 | [10 empty] | 0
0 | 0 | 0 | 0 | [10 empty] | 0
0 | 0 | 0 | 0 | [10 empty] | 0
0 | 0 | 0 | 0 | [10 empty] | 0
0 | 0 | 0 | 0 | [10 empty] | 0
0 | 0 | 0 | 0 | [10 empty] | 0
0 | 0 | 0 | 0 | [10 empty] | 0
0 | 0 | 0 | 0 | [10 empty] | 0
0 | 0 | 0 | 0 | [10 empty] | 0
0 | 0 | 0 | 0 | [10 empty] | 0
0 | 0 | 0 | 0 | [10 empty] | 0
0 | 0 | 0 | 0 | [10 empty] | 0
0 | 0 | 0 | 0 | [10 empty] | 0
0 | 0 | 0 | 0 | [10 empty] | 0
0 | 0 | 0 | 0 | [10 empty] | 0
0 | 0 | 0 | 0 | [10 empty] | 0
0 | 0 | 0 | 0 | [10 empty] | 0
0 | 0 | 0 | 0 | [10 empty] | 0
0 | 0 | 0 | 0 | [10 empty] | 0
0 | 0 | 0 | 0 | [10 empty] | 0
0 | 0 | 0 | 0 | [10 empty] | 0
0 | 0 | 0 | 0 | [10 empty] | 0
0 | 0 | 0 | 0 | [10 empty] | 0
0 | 0 | 0 | 0 | [10 empty] | 0
0 | 0 | 0 | 0 | [10 empty] | 0
0 | 0 | 0 | 0 | [10 empty] | 0
0 | 0 | 0 | 0 | [10 empty] | 0
0 | 0 | 0 | 0 | [10 empty] | 0
0 | 0 | 0 | 0 | [10 empty] | 0
0 | 0 | 0 | 0 | [10 empty] | 0
0 | 0 | 0 | 0 | [10 empty] | 0
0 | 0 | 0 | 0 | [10 empty] | 0
0 | 0 | 0 | 0 | [10 empty] | 0
0 | 0 | 0 | 0 | [10 empty] | 0
0 | 0 | 0 | 0 | [10 empty] | 0
0 | 0 | 0 | 0 | [10 empty] | 0
0 | 0 | 0 | 0 | [10 empty] | 0
0 | 0 | 0 | 0 | [10 empty] | 0
0 | 0 | 0 | 0 | [10 empty] | 0
0 | 0 | 0 | 0 | [10 empty] | 0
0 | 0 | 0 | 0 | [10 empty] | 0
0 | 0 | 0 | 0 | [10 empty] | 0
0 | 0 | 0 | 0 | [10 empty] | 0
0 | 0 | 0 | 0 | [10 empty] | 0
0 | 0 | 0 | 0 | [10 empty] | 0
0 | 0 | 0 | 0 | [10 empty] | 0
0 | 0 | 0 | 0 | [10 empty] | 0
0 | 0 | 0 | 0 | [10 empty] | 0
0 | 0 | 0 | 0 | [10 empty] | 0
0 | 0 | 0 | 0 | [10 empty] | 0
0 | 0 | 0 | 0 | [10 empty] | 0
0 | 0 | 0 | 0 | [10 empty] | 0
0 | 0 | 0 | 0 | [10 empty] | 0
0 | 0 | 0 | 0 | [10 empty] | 0
0 | 0 | 0 | 0 | [10 empty] | 0
0 | 0 | 0 | 0 | [10 empty] | 0
0 | 0 | 0 | 0 | [10 empty] | 0
0 | 0 | 0 | 0 | [10 empty] | 0
0 | 0 | 0 | 0 | [10 empty] | 0
0 | 0 | 0 | 0 | [10 empty] | 0
0 | 0 | 0 | 0 | [10 empty] | 0
0 | 0 | 0 | 0 | [10 empty] | 0
0 | 0 | 0 | 0 | [10 empty] | 0
0 | 0 | 0 | 0 | [10 empty] | 0
0 | 0 | 0 | 0 | [10 empty] | 0
0 | 0 | 0 | 0 | [10 empty] | 0
0 | 0 | 0 | 0 | [10 empty] | 0
0 | 0 | 0 | 0 | [10 empty] | 0
0 | 0 | 0 | 0 | [10 empty] | 0
0 | 0 | 0 | 0 | [10 empty] | 0
0 | 0 | 0 | 0 | [10 empty] | 0
0 | 0 | 0 | 0 | [10 empty] | 0
0 | 0 | 0 | 0 | [10 empty] | 0
0 | 0 | 0 | 0 | [10 empty] | 0
0 | 0 | 0 | 0 | [10 empty] | 0
0 | 0 | 0 | 0 | [10 empty] | 0
0 | 0 | 0 | 0 | [10 empty] | 0
0 | 0 | 0 | 0 | [10 empty] | 0
0 | 0 | 0 | 0 | [10 empty] | 0
0 | 0 | 0 | 0 | [10 empty] | 0
0 | 0 | 0 | 0 | [10 empty] | 0
0 | 0 | 0 | 0 | [10 empty] | 0
0 | 0 | 0 | 0 | [10 empty] | 0
0 | 0 | 0 | 0 | [10 empty] | 0
0 | 0 | 0 | 0 | [10 empty] | 0
0 | 0 | 0 | 0 | [10 empty] | 0
0 | 0 | 0 | 0 | [10 empty] | 0
0 | 0 | 0 | 0 | [10 empty] | 0
0 | 0 | 0 | 0 | [10 empty] | 0
0 | 0 | 0 | 0 | [10 empty] | 0
0 | 0 | 0 | 0 | [10 empty] | 0
0 | 0 | 0 | 0 | [10 empty] | 0
0 | 0 | 0 | 0 | [10 empty] | 0
0 | 0 | 0 | 0 | [10 empty] | 0
0 | 0 | 0 | 0 | [10 empty] | 0
0 | 0 | 0 | 0 | [10 empty] | 0
0 | 0 | 0 | 0 | [10 empty] | 0
0 | 0 | 0 | 0 | [10 empty] | 0
0 | 0 | 0 | 0 | [10 empty] | 0
0 | 0 | 0 | 0 | [10 empty] | 0
0 | 0 | 0 | 0 | [10 empty] | 0
0 | 0 | 0 | 0 | [10 empty] | 0
0 | 0 | 0 | 0 | [10 empty] | 0
0 | 0 | 0 | 0 | [10 empty] | 0
0 | 0 | 0 | 0 | [10 empty] | 0
0 | 0 | 0 | 0 | [10 empty] | 0
0 | 0 | 0 | 0 | [10 empty] | 0
0 | 0 | 0 | 0 | [10 empty] | 0
0 | 0 | 0 | 0 | [10 empty] | 0
0 | 0 | 0 | 0 | [10 empty] | 0
0 | 0 | 0 | 0 | [10 empty] | 0
0 | 0 | 0 | 0 | [10 empty] | 0
0 | 0 | 0 | 0 | [10 empty] | 0
0 | 0 | 0 | 0 | [10 empty] | 0
0 | 0 | 0 | 0 | [10 empty] | 0
0 | 0 | 0 | 0 | [10 empty] | 0
0 | 0 | 0 | 0 | [10 empty] | 0
0 | 0 | 0 | 0 | [10 empty] | 0
0 | 0 | 0 | 0 | [10 empty] | 0
0 | 0 | 0 | 0 | [10 empty] | 0
0 | 0 | 0 | 0 | [10 empty] | 0
0 | 0 | 0 | 0 | [10 empty] | 0
0 | 0 | 0 | 0 | [10 empty] | 0
0 | 0 | 0 | 0 | [10 empty] | 0
0 | 0 | 0 | 0 | [10 empty] | 0
0 | 0 | 0 | 0 | [10 empty] | 0
0 | 0 | 0 | 0 | [10 empty] | 0
0 | 0 | 0 | 0 | [10 empty] | 0
0 | 0 | 0 | 0 | [10 empty] | 0
0 | 0 | 0 | 0 | [10 empty] | 0
0 | 0 | 0 | 0 | [10 empty] | 0
0 | 0 | 0 | 0 | [10 empty] | 0
0 | 0 | 0 | 0 | [10 empty] | 0
0 | 0 | 0 | 0 | [10 empty] | 0
0 | 0 | 0 | 0 | [10 empty] | 0
0 | 0 | 0 | 0 | [10 empty] | 0
0 | 0 | 0 | 0 | [10 empty] | 0
0 | 0 | 0 | 0 | [10 empty] | 0
0 | 0 | 0 | 0 | [10 empty] | 0
0 | 0 | 0 | 0 | [10 empty] | 0
0 | 0 | 0 | 0 | [10 empty] | 0
0 | 0 | 0 | 0 | [10 empty] | 0
0 | 0 | 0 | 0 | [10 empty] | 0
0 | 0 | 0 | 0 | [10 empty] | 0
0 | 0 | 0 | 0 | [10 empty] | 0
0 | 0 | 0 | 0 | [10 empty] | 0
0 | 0 | 0 | 0 | [10 empty] | 0
0 | 0 | 0 | 0 | [10 empty] | 0
0 | 0 | 0 | 0 | [10 empty] | 0
0 | 0 | 0 | 0 | [10 empty] | 0
0 | 0 | 0 | 0 | [10 empty] | 0
0 | 0 | 0 | 0 | [10 empty] | 0
0 | 0 | 0 | 0 | [10 empty] | 0
0 | 0 | 0 | 0 | [10 empty] | 0
0 | 0 | 0 | 0 | [10 empty] | 0
0 | 0 | 0 | 0 | [10 empty] | 0
0 | 0 | 0 | 0 | [10 empty] | 0
0 | 0 | 0 | 0 | [10 empty] | 0
0 | 0 | 0 | 0 | [10 empty] | 0
0 | 0 | 0 | 0 | [10 empty] | 0
0 | 0 | 0 | 0 | [10 empty] | 0
0 | 0 | 0 | 0 | [10 empty] | 0
0 | 0 | 0 | 0 | [10 empty] | 0
0 | 0 | 0 | 0 | [10 empty] | 0
0 | 0 | 0 | 0 | [10 empty] | 0
0 | 0 | 0 | 0 | [10 empty] | 0
0 | 0 | 0 | 0 | [10 empty] | 0
0 | 0 | 0 | 0 | [10 empty] | 0
0 | 0 | 0 | 0 | [10 empty] | 0
0 | 0 | 0 | 0 | [10 empty] | 0
0 | 0 | 0 | 0 | [10 empty] | 0
0 | 0 | 0 | 0 | [10 empty] | 0
0 | 0 | 0 | 0 | [10 empty] | 0
0 | 0 | 0 | 0 | [10 empty] | 0
0 | 0 | 0 | 0 | [10 empty] | 0
0 | 0 | 0 | 0 | [10 empty] | 0
0 | 0 | 0 | 0 | [10 empty] | 0
0 | 0 | 0 | 0 | [10 empty] | 0
0 | 0 | 0 | 0 | [10 empty] | 0
0 | 0 | 0 | 0 | [10 empty] | 0
0 | 0 | 0 | 0 | [10 empty] | 0
0 | 0 | 0 | 0 | [10 empty] | 0
0 | 0 | 0 | 0 | [10 empty] | 0
0 | 0 | 0 | 0 | [10 empty] | 0
0 | 0 | 0 | 0 | [10 empty] | 0
0 | 0 | 0 | 0 | [10 empty] | 0
0 | 0 | 0 | 0 | [10 empty] | 0
0 | 0 | 0 | 0 | [10 empty] | 0
0 | 0 | 0 | 0 | [10 empty] | 0
0 | 0 | 0 | 0 | [10 empty] | 0
0 | 0 | 0 | 0 | [10 empty] | 0
0 | 0 | 0 | 0 | [10 empty] | 0
0 | 0 | 0 | 0 | [10 empty] | 0
0 | 0 | 0 | 0 | [10 empty] | 0
0 | 0 | 0 | 0 | [10 empty] | 0
0 | 0 | 0 | 0 | [10 empty] | 0
0 | 0 | 0 | 0 | [10 empty] | 0
0 | 0 | 0 | 0 | [10 empty] | 0
0 | 0 | 0 | 0 | [10 empty] | 0
0 | 0 | 0 | 0 | [10 empty] | 0
0 | 0 | 0 | 0 | [10 empty] | 0
0 | 0 | 0 | 0 | [10 empty] | 0
0 | 0 | 0 | 0 | [10 empty] | 0
0 | 0 | 0 | 0 | [10 empty] | 0
0 | 0 | 0 | 0 | [10 empty] | 0
0 | 0 | 0 | 0 | [10 empty] | 0
0 | 0 | 0 | 0 | [10 empty] | 0
0 | 0 | 0 | 0 | [10 empty] | 0
0 | 0 | 0 | 0 | [10 empty] | 0
0 | 0 | 0 | 0 | [10 empty] | 0
0 | 0 | 0 | 0 | [10 empty] | 0
0 | 0 | 0 | 0 | [10 empty] | 0
0 | 0 | 0 | 0 | [10 empty] | 0
0 | 0 | 0 | 0 | [10 empty] | 0
0 | 0 | 0 | 0 | [10 empty] | 0
0 | 0 | 0 | 0 | [10 empty] | 0
0 | 0 | 0 | 0 | [10 empty] | 0
0 | 0 | 0 | 0 | [10 empty] | 0
0 | 0 | 0 | 0 | [10 empty] | 0
0 | 0 | 0 | 0 | [10 empty] | 0
0 | 0 | 0 | 0 | [10 empty] | 0
0 | 0 | 0 | 0 | [10 empty] | 0
0 | 0 | 0 | 0 | [10 empty] | 0
0 | 0 | 0 | 0 | [10 empty] | 0
0 | 0 | 0 | 0 | [10 empty] | 0
0 | 0 | 0 | 0 | [10 empty] | 0
0 | 0 | 0 | 0 | [10 empty] | 0
0 | 0 | 0 | 0 | [10 empty] | 0
0 | 0 | 0 | 0 | [10 empty] | 0
0 | 0 | 0 | 0 | [10 empty] | 0
0 | 0 | 0 | 0 | [10 empty] | 0
0 | 0 | 0 | 0 | [10 empty] | 0
0 | 0 | 0 | 0 | [10 empty] | 0
0 | 0 | 0 | 0 | [10 empty] | 0
0 | 0 | 0 | 0 | [10 empty] | 0
0 | 0 | 0 | 0 | [10 empty] | 0
0 | 0 | 0 | 0 | [10 empty] | 0
0 | 0 | 0 | 0 | [10 empty] | 0
0 | 0 | 0 | 0 | [10 empty] | 0
0 | 0 | 0 | 0 | [10 empty] | 0
0 | 0 | 0 | 0 | [10 empty] | 0
0 | 0 | 0 | 0 | [10 empty] | 0
0 | 0 | 0 | 0 | [10 empty] | 0
0 | 0 | 0 | 0 | [10 empty] | 0
0 | 0 | 0 | 0 | [10 empty] | 0
0 | 0 | 0 | 0 | [10 empty] | 0
0 | 0 | 0 | 0 | [10 empty] | 0
0 | 0 | 0 | 0 | [10 empty] | 0
0 | 0 | 0 | 0 | [10 empty] | 0
0 | 0 | 0 | 0 | [10 empty] | 0
0 | 0 | 0 | 0 | [10 empty] | 0
0 | 0 | 0 | 0 | [10 empty] | 0
0 | 0 | 0 | 0 | [10 empty] | 0
0 | 0 | 0 | 0 | [10 empty] | 0
0 | 0 | 0 | 0 | [10 empty] | 0
0 | 0 | 0 | 0 | [10 empty] | 0
0 | 0 | 0 | 0 | [10 empty] | 0
0 | 0 | 0 | 0 | [10 empty] | 0
0 | 0 | 0 | 0 | [10 empty] | 0
0 | 0 | 0 | 0 | [10 empty] | 0
0 | 0 | 0 | 0 | [10 empty] | 0
0 | 0 | 0 | 0 | [10 empty] | 0
0 | 0 | 0 | 0 | [10 empty] | 0
0 | 0 | 0 | 0 | [10 empty] | 0
0 | 0 | 0 | 0 | [10 empty] | 0
0 | 0 | 0 | 0 | [10 empty] | 0
0 | 0 | 0 | 0 | [10 empty] | 0
0 | 0 | 0 | 0 | [10 empty] | 0
0 | 0 | 0 | 0 | [10 empty] | 0
0 | 0 | 0 | 0 | [10 empty] | 0
0 | 0 | 0 | 0 | [10 empty] | 0
0 | 0 | 0 | 0 | [10 empty] | 0
0 | 0 | 0 | 0 | [10 empty] | 0
0 | 0 | 0 | 0 | [10 empty] | 0
0 | 0 | 0 | 0 | [10 empty] | 0
0 | 0 | 0 | 0 | [10 empty] | 0
0 | 0 | 0 | 0 | [10 empty] | 0
0 | 0 | 0 | 0 | [10 empty] | 0
0 | 0 | 0 | 0 | [10 empty] | 0
0 | 0 | 0 | 0 | [10 empty] | 0
0 | 0 | 0 | 0 | [10 empty] | 0
0 | 0 | 0 | 0 | [10 empty] | 0
0 | 0 | 0 | 0 | [10 empty] | 0
0 | 0 | 0 | 0 | [10 empty] | 0
0 | 0 | 0 | 0 | [10 empty] | 0
0 | 0 | 0 | 0 | [10 empty] | 0
0 | 0 | 0 | 0 | [10 empty] | 0
0 | 0 | 0 | 0 | [10 empty] | 0
0 | 0 | 0 | 0 | [10 empty] | 0
0 | 0 | 0 | 0 | [10 empty] | 0
0 | 0 | 0 | 0 | [10 empty] | 0
0 | 0 | 0 | 0 | [10 empty] | 0
0 | 0 | 0 | 0 | [10 empty] | 0
0 | 0 | 0 | 0 | [10 empty] | 0
0 | 0 | 0 | 0 | [10 empty] | 0
0 | 0 | 0 | 0 | [10 empty] | 0
0 | 0 | 0 | 0 | [10 empty] | 0
0 | 0 | 0 | 0 | [10 empty] | 0
0 | 0 | 0 | 0 | [10 empty] | 0
0 | 0 | 0 | 0 | [10 empty] | 0
0 | 0 | 0 | 0 | [10 empty] | 0
0 | 0 | 0 | 0 | [10 empty] | 0
0 | 0 | 0 | 0 | [10 empty] | 0
0 | 0 | 0 | 0 | [10 empty] | 0
0 | 0 | 0 | 0 | [10 empty] | 0
0 | 0 | 0 | 0 | [10 empty] | 0
0 | 0 | 0 | 0 | [10 empty] | 0
0 | 0 | 0 | 0 | [10 empty] | 0
0 | 0 | 0 | 0 | [10 empty] | 0
0 | 0 | 0 | 0 | [10 empty] | 0
0 | 0 | 0 | 0 | [10 empty] | 0
0 | 0 | 0 | 0 | [10 empty] | 0
0 | 0 | 0 | 0 | [10 empty] | 0
0 | 0 | 0 | 0 | [10 empty] | 0
0 | 0 | 0 | 0 | [10 empty] | 0
0 | 0 | 0 | 0 | [10 empty] | 0
0 | 0 | 0 | 0 | [10 empty] | 0
0 | 0 | 0 | 0 | [10 empty] | 0
0 | 0 | 0 | 0 | [10 empty] | 0
0 | 0 | 0 | 0 | [10 empty] | 0
0 | 0 | 0 | 0 | [10 empty] | 0
0 | 0 | 0 | 0 | [10 empty] | 0
0 | 0 | 0 | 0 | [10 empty] | 0
0 | 0 | 0 | 0 | [10 empty] | 0
0 | 0 | 0 | 0 | [10 empty] | 0
0 | 0 | 0 | 0 | [10 empty] | 0
0 | 0 | 0 | 0 | [10 empty] | 0
0 | 0 | 0 | 0 | [10 empty] | 0
0 | 0 | 0 | 0 | [10 empty] | 0
0 | 0 | 0 | 0 | [10 empty] | 0
0 | 0 | 0 | 0 | [10 empty] | 0
0 | 0 | 0 | 0 | [10 empty] | 0
0 | 0 | 0 | 0 | [10 empty] | 0
0 | 0 | 0 | 0 | [10 empty] | 0
0 | 0 | 0 | 0 | [10 empty] | 0
0 | 0 | 0 | 0 | [10 empty] | 0
0 | 0 | 0 | 0 | [10 empty] | 0
0 | 0 | 0 | 0 | [10 empty] | 0
0 | 0 | 0 | 0 | [10 empty] | 0
0 | 0 | 0 | 0 | [10 empty] | 0
0 | 0 | 0 | 0 | [10 empty] | 0
0 | 0 | 0 | 0 | [10 empty] | 0
0 | 0 | 0 | 0 | [10 empty] | 0
0 | 0 | 0 | 0 | [10 empty] | 0
0 | 0 | 0 | 0 | [10 empty] | 0
0 | 0 | 0 | 0 | [10 empty] | 0
0 | 0 | 0 | 0 | [10 empty] | 0
0 | 0 | 0 | 0 | [10 empty] | 0
0 | 0 | 0 | 0 | [10 empty] | 0
0 | 0 | 0 | 0 | [10 empty] | 0
0 | 0 | 0 | 0 | [10 empty] | 0
0 | 0 | 0 | 0 | [10 empty] | 0
0 | 0 | 0 | 0 | [10 empty] | 0
0 | 0 | 0 | 0 | [10 empty] | 0
0 | 0 | 0 | 0 | [10 empty] | 0
0 | 0 | 0 | 0 | [10 empty] | 0
0 | 0 | 0 | 0 | [10 empty] | 0
0 | 0 | 0 | 0 | [10 empty] | 0
0 | 0 | 0 | 0 | [10 empty] | 0
0 | 0 | 0 | 0 | [10 empty] | 0
0 | 0 | 0 | 0 | [10 empty] | 0
0 | 0 | 0 | 0 | [10 empty] | 0
0 | 0 | 0 | 0 | [10 empty] | 0
0 | 0 | 0 | 0 | [10 empty] | 0
0 | 0 | 0 | 0 | [10 empty] | 0
0 | 0 | 0 | 0 | [10 empty] | 0
0 | 0 | 0 | 0 | [10 empty] | 0
0 | 0 | 0 | 0 | [10 empty] | 0
0 | 0 | 0 | 0 | [10 empty] | 0
0 | 0 | 0 | 0 | [10 empty] | 0
0 | 0 | 0 | 0 | [10 empty] | 0
0 | 0 | 0 | 0 | [10 empty] | 0
0 | 0 | 0 | 0 | [10 empty] | 0
0 | 0 | 0 | 0 | [10 empty] | 0
0 | 0 | 0 | 0 | [10 empty] | 0
0 | 0 | 0 | 0 | [10 empty] | 0
0 | 0 | 0 | 0 | [10 empty] | 0
0 | 0 | 0 | 0 | [10 empty] | 0
0 | 0 | 0 | 0 | [10 empty] | 0
0 | 0 | 0 | 0 | [10 empty] | 0
0 | 0 | 0 | 0 | [10 empty] | 0
0 | 0 | 0 | 0 | [10 empty] | 0
0 | 0 | 0 | 0 | [10 empty] | 0
0 | 0 | 0 | 0 | [10 empty] | 0
0 | 0 | 0 | 0 | [10 empty] | 0
0 | 0 | 0 | 0 | [10 empty] | 0
0 | 0 | 0 | 0 | [10 empty] | 0
0 | 0 | 0 | 0 | [10 empty] | 0
0 | 0 | 0 | 0 | [10 empty] | 0
0 | 0 | 0 | 0 | [10 empty] | 0
0 | 0 | 0 | 0 | [10 empty] | 0
0 | 0 | 0 | 0 | [10 empty] | 0
0 | 0 | 0 | 0 | [10 empty] | 0
0 | 0 | 0 | 0 | [10 empty] | 0
0 | 0 | 0 | 0 | [10 empty] | 0
0 | 0 | 0 | 0 | [10 empty] | 0
0 | 0 | 0 | 0 | [10 empty] | 0
0 | 0 | 0 | 0 | [10 empty] | 0
0 | 0 | 0 | 0 | [10 empty] | 0
0 | 0 | 0 | 0 | [10 empty] | 0
0 | 0 | 0 | 0 | [10 empty] | 0
0 | 0 | 0 | 0 | [10 empty] | 0
0 | 0 | 0 | 0 | [10 empty] | 0
0 | 0 | 0 | 0 | [10 empty] | 0
0 | 0 | 0 | 0 | [10 empty] | 0
0 | 0 | 0 | 0 | [10 empty] | 0
0 | 0 | 0 | 0 | [10 empty] | 0
0 | 0 | 0 | 0 | [10 empty] | 0
0 | 0 | 0 | 0 | [10 empty] | 0
0 | 0 | 0 | 0 | [10 empty] | 0
0 | 0 | 0 | 0 | [10 empty] | 0
0 | 0 | 0 | 0 | [10 empty] | 0
0 | 0 | 0 | 0 | [10 empty] | 0
0 | 0 | 0 | 0 | [10 empty] | 0
0 | 0 | 0 | 0 | [10 empty] | 0
0 | 0 | 0 | 0 | [10 empty] | 0
0 | 0 | 0 | 0 | [10 empty] | 0
0 | 0 | 0 | 0 | [10 empty] | 0
0 | 0 | 0 | 0 | [10 empty] | 0
0 | 0 | 0 | 0 | [10 empty] | 0
0 | 0 | 0 | 0 | [10 empty] | 0
0 | 0 | 0 | 0 | [10 empty] | 0
0 | 0 | 0 | 0 | [10 empty] | 0
0 | 0 | 0 | 0 | [10 empty] | 0
0 | 0 | 0 | 0 | [10 empty] | 0
0 | 0 | 0 | 0 | [10 empty] | 0
0 | 0 | 0 | 0 | [10 empty] | 0
0 | 0 | 0 | 0 | [10 empty] | 0
0 | 0 | 0 | 0 | [10 empty] | 0
0 | 0 | 0 | 0 | [10 empty] | 0
0 | 0 | 0 | 0 | [10 empty] | 0
0 | 0 | 0 | 0 | [10 empty] | 0
0 | 0 | 0 | 0 | [10 empty] | 0
0 | 0 | 0 | 0 | [10 empty] | 0
0 | 0 | 0 | 0 | [10 empty] | 0
0 | 0 | 0 | 0 | [10 empty] | 0
0 | 0 | 0 | 0 | [10 empty] | 0
0 | 0 | 0 | 0 | [10 empty] | 0
0 | 0 | 0 | 0 | [10 empty] | 0
0 | 0 | 0 | 0 | [10 empty] | 0
0 | 0 | 0 | 0 | [10 empty] | 0
0 | 0 | 0 | 0 | [10 empty] | 0
0 | 0 | 0 | 0 | [10 empty] | 0
0 | 0 | 0 | 0 | [10 empty] | 0
0 | 0 | 0 | 0 | [10 empty] | 0
0 | 0 | 0 | 0 | [10 empty] | 0
0 | 0 | 0 | 0 | [10 empty] | 0
0 | 0 | 0 | 0 | [10 empty] | 0
0 | 0 | 0 | 0 | [10 empty] | 0
0 | 0 | 0 | 0 | [10 empty] | 0
0 | 0 | 0 | 0 | [10 empty] | 0
0 | 0 | 0 | 0 | [10 empty] | 0
0 | 0 | 0 | 0 | [10 empty] | 0
0 | 0 | 0 | 0 | [10 empty] | 0
0 | 0 | 0 | 0 | [10 empty] | 0
0 | 0 | 0 | 0 | [10 empty] | 0
0 | 0 | 0 | 0 | [10 empty] | 0
0 | 0 | 0 | 0 | [10 empty] | 0
0 | 0 | 0 | 0 | [10 empty] | 0
0 | 0 | 0 | 0 | [10 empty] | 0
0 | 0 | 0 | 0 | [10 empty] | 0
0 | 0 | 0 | 0 | [10 empty] | 0
0 | 0 | 0 | 0 | [10 empty] | 0
0 | 0 | 0 | 0 | [10 empty] | 0
0 | 0 | 0 | 0 | [10 empty] | 0
0 | 0 | 0 | 0 | [10 empty] | 0
0 | 0 | 0 | 0 | [10 empty] | 0
0 | 0 | 0 | 0 | [10 empty] | 0
0 | 0 | 0 | 0 | [10 empty] | 0
0 | 0 | 0 | 0 | [10 empty] | 0
0 | 0 | 0 | 0 | [10 empty] | 0
0 | 0 | 0 | 0 | [10 empty] | 0
0 | 0 | 0 | 0 | [10 empty] | 0
0 | 0 | 0 | 0 | [10 empty] | 0
0 | 0 | 0 | 0 | [10 empty] | 0
0 | 0 | 0 | 0 | [10 empty] | 0
0 | 0 | 0 | 0 | [10 empty] | 0
0 | 0 | 0 | 0 | [10 empty] | 0
0 | 0 | 0 | 0 | [10 empty] | 0
0 | 0 | 0 | 0 | [10 empty] | 0
0 | 0 | 0 | 0 | [10 empty] | 0
0 | 0 | 0 | 0 | [10 empty] | 0
0 | 0 | 0 | 0 | [10 empty] | 0
0 | 0 | 0 | 0 | [10 empty] | 0
0 | 0 | 0 | 0 | [10 empty] | 0
0 | 0 | 0 | 0 | [10 empty] | 0
0 | 0 | 0 | 0 | [10 empty] | 0
0 | 0 | 0 | 0 | [10 empty] | 0
0 | 0 | 0 | 0 | [10 empty] | 0
0 | 0 | 0 | 0 | [10 empty] | 0
0 | 0 | 0 | 0 | [10 empty] | 0
0 | 0 | 0 | 0 | [10 empty] | 0
0 | 0 | 0 | 0 | [10 empty] | 0
0 | 0 | 0 | 0 | [10 empty] | 0
0 | 0 | 0 | 0 | [10 empty] | 0
0 | 0 | 0 | 0 | [10 empty] | 0
0 | 0 | 0 | 0 | [10 empty] | 0
0 | 0 | 0 | 0 | [10 empty] | 0
0 | 0 | 0 | 0 | [10 empty] | 0
0 | 0 | 0 | 0 | [10 empty] | 0
0 | 0 | 0 | 0 | [10 empty] | 0
0 | 0 | 0 | 0 | [10 empty] | 0
0 | 0 | 0 | 0 | [10 empty] | 0
0 | 0 | 0 | 0 | [10 empty] | 0
0 | 0 | 0 | 0 | [10 empty] | 0
0 | 0 | 0 | 0 | [10 empty] | 0
0 | 0 | 0 | 0 | [10 empty] | 0
0 | 0 | 0 | 0 | [10 empty] | 0
0 | 0 | 0 | 0 | [10 empty] | 0
0 | 0 | 0 | 0 | [10 empty] | 0
0 | 0 | 0 | 0 | [10 empty] | 0
0 | 0 | 0 | 0 | [10 empty] | 0
0 | 0 | 0 | 0 | [10 empty] | 0
0 | 0 | 0 | 0 | [10 empty] | 0
0 | 0 | 0 | 0 | [10 empty] | 0
0 | 0 | 0 | 0 | [10 empty] | 0
0 | 0 | 0 | 0 | [10 empty] | 0
0 | 0 | 0 | 0 | [10 empty] | 0
0 | 0 | 0 | 0 | [10 empty] | 0
0 | 0 | 0 | 0 | [10 empty] | 0
0 | 0 | 0 | 0 | [10 empty] | 0
0 | 0 | 0 | 0 | [10 empty] | 0
0 | 0 | 0 | 0 | [10 empty] | 0
0 | 0 | 0 | 0 | [10 empty] | 0
0 | 0 | 0 | 0 | [10 empty] | 0
0 | 0 | 0 | 0 | [10 empty] | 0
0 | 0 | 0 | 0 | [10 empty] | 0
0 | 0 | 0 | 0 | [10 empty] | 0
0 | 0 | 0 | 0 | [10 empty] | 0
0 | 0 | 0 | 0 | [10 empty] | 0
0 | 0 | 0 | 0 | [10 empty] | 0
0 | 0 | 0 | 0 | [10 empty] | 0
0 | 0 | 0 | 0 | [10 empty] | 0
0 | 0 | 0 | 0 | [10 empty] | 0
0 | 0 | 0 | 0 | [10 empty] | 0
0 | 0 | 0 | 0 | [10 empty] | 0
0 | 0 | 0 | 0 | [10 empty] | 0
0 | 0 | 0 | 0 | [10 empty] | 0
0 | 0 | 0 | 0 | [10 empty] | 0
0 | 0 | 0 | 0 | [10 empty] | 0
0 | 0 | 0 | 0 | [10 empty] | 0
0 | 0 | 0 | 0 | [10 empty] | 0
0 | 0 | 0 | 0 | [10 empty] | 0
0 | 0 | 0 | 0 | [10 empty] | 0
0 | 0 | 0 | 0 | [10 empty] | 0
0 | 0 | 0 | 0 | [10 empty] | 0
0 | 0 | 0 | 0 | [10 empty] | 0
0 | 0 | 0 | 0 | [10 empty] | 0
0 | 0 | 0 | 0 | [10 empty] | 0
0 | 0 | 0 | 0 | [10 empty] | 0
0 | 0 | 0 | 0 | [10 empty] | 0
0 | 0 | 0 | 0 | [10 empty] | 0
0 | 0 | 0 | 0 | [10 empty] | 0
0 | 0 | 0 | 0 | [10 empty] | 0
0 | 0 | 0 | 0 | [10 empty] | 0
0 | 0 | 0 | 0 | [10 empty] | 0
0 | 0 | 0 | 0 | [10 empty] | 0
0 | 0 | 0 | 0 | [10 empty] | 0
0 | 0 | 0 | 0 | [10 empty] | 0
0 | 0 | 0 | 0 | [10 empty] | 0
0 | 0 | 0 | 0 | [10 empty] | 0
0 | 0 | 0 | 0 | [10 empty] | 0
0 | 0 | 0 | 0 | [10 empty] | 0
0 | 0 | 0 | 0 | [10 empty] | 0
0 | 0 | 0 | 0 | [10 empty] | 0
0 | 0 | 0 | 0 | [10 empty] | 0
0 | 0 | 0 | 0 | [10 empty] | 0
0 | 0 | 0 | 0 | [10 empty] | 0
0 | 0 | 0 | 0 | [10 empty] | 0
0 | 0 | 0 | 0 | [10 empty] | 0
0 | 0 | 0 | 0 | [10 empty] | 0
0 | 0 | 0 | 0 | [10 empty] | 0
0 | 0 | 0 | 0 | [10 empty] | 0
0 | 0 | 0 | 0 | [10 empty] | 0
0 | 0 | 0 | 0 | [10 empty] | 0
0 | 0 | 0 | 0 | [10 empty] | 0
0 | 0 | 0 | 0 | [10 empty] | 0
0 | 0 | 0 | 0 | [10 empty] | 0
0 | 0 | 0 | 0 | [10 empty] | 0
0 | 0 | 0 | 0 | [10 empty] | 0
0 | 0 | 0 | 0 | [10 empty] | 0
0 | 0 | 0 | 0 | [10 empty] | 0
0 | 0 | 0 | 0 | [10 empty] | 0
0 | 0 | 0 | 0 | [10 empty] | 0
0 | 0 | 0 | 0 | [10 empty] | 0
0 | 0 | 0 | 0 | [10 empty] | 0
0 | 0 | 0 | 0 | [10 empty] | 0
0 | 0 | 0 | 0 | [10 empty] | 0
0 | 0 | 0 | 0 | [10 empty] | 0
0 | 0 | 0 | 0 | [10 empty] | 0
0 | 0 | 0 | 0 | [10 empty] | 0
0 | 0 | 0 | 0 | [10 empty] | 0
0 | 0 | 0 | 0 | [10 empty] | 0
0 | 0 | 0 | 0 | [10 empty] | 0
0 | 0 | 0 | 0 | [10 empty] | 0
0 | 0 | 0 | 0 | [10 empty] | 0
0 | 0 | 0 | 0 | [10 empty] | 0
0 | 0 | 0 | 0 | [10 empty] | 0
0 | 0 | 0 | 0 | [10 empty] | 0
0 | 0 | 0 | 0 | [10 empty] | 0
0 | 0 | 0 | 0 | [10 empty] | 0
0 | 0 | 0 | 0 | [10 empty] | 0
0 | 0 | 0 | 0 | [10 empty] | 0
0 | 0 | 0 | 0 | [10 empty] | 0
0 | 0 | 0 | 0 | [10 empty] | 0
0 | 0 | 0 | 0 | [10 empty] | 0
0 | 0 | 0 | 0 | [10 empty] | 0
0 | 0 | 0 | 0 | [10 empty] | 0
0 | 0 | 0 | 0 | [10 empty] | 0
0 | 0 | 0 | 0 | [10 empty] | 0
0 | 0 | 0 | 0 | [10 empty] | 0
0 | 0 | 0 | 0 | [10 empty] | 0
0 | 0 | 0 | 0 | [10 empty] | 0
0 | 0 | 0 | 0 | [10 empty] | 0
0 | 0 | 0 | 0 | [10 empty] | 0
0 | 0 | 0 | 0 | [10 empty] | 0
0 | 0 | 0 | 0 | [10 empty] | 0
0 | 0 | 0 | 0 | [10 empty] | 0
0 | 0 | 0 | 0 | [10 empty] | 0
0 | 0 | 0 | 0 | [10 empty] | 0
0 | 0 | 0 | 0 | [10 empty] | 0
0 | 0 | 0 | 0 | [10 empty] | 0
0 | 0 | 0 | 0 | [10 empty] | 0
0 | 0 | 0 | 0 | [10 empty] | 0
0 | 0 | 0 | 0 | [10 empty] | 0
0 | 0 | 0 | 0 | [10 empty] | 0
0 | 0 | 0 | 0 | [10 empty] | 0
0 | 0 | 0 | 0 | [10 empty] | 0
0 | 0 | 0 | 0 | [10 empty] | 0
0 | 0 | 0 | 0 | [10 empty] | 0
0 | 0 | 0 | 0 | [10 empty] | 0
0 | 0 | 0 | 0 | [10 empty] | 0
0 | 0 | 0 | 0 | [10 empty] | 0
0 | 0 | 0 | 0 | [10 empty] | 0
0 | 0 | 0 | 0 | [10 empty] | 0
0 | 0 | 0 | 0 | [10 empty] | 0
0 | 0 | 0 | 0 | [10 empty] | 0
0 | 0 | 0 | 0 | [10 empty] | 0
0 | 0 | 0 | 0 | [10 empty] | 0
0 | 0 | 0 | 0 | [10 empty] | 0
0 | 0 | 0 | 0 | [10 empty] | 0
0 | 0 | 0 | 0 | [10 empty] | 0
0 | 0 | 0 | 0 | [10 empty] | 0
0 | 0 | 0 | 0 | [10 empty] | 0
0 | 0 | 0 | 0 | [10 empty] | 0
0 | 0 | 0 | 0 | [10 empty] | 0
0 | 0 | 0 | 0 | [10 empty] | 0
0 | 0 | 0 | 0 | [10 empty] | 0
0 | 0 | 0 | 0 | [10 empty] | 0
0 | 0 | 0 | 0 | [10 empty] | 0
0 | 0 | 0 | 0 | [10 empty] | 0
0 | 0 | 0 | 0 | [10 empty] | 0
0 | 0 | 0 | 0 | [10 empty] | 0
0 | 0 | 0 | 0 | [10 empty] | 0
0 | 0 | 0 | 0 | [10 empty] | 0
0 | 0 | 0 | 0 | [10 empty] | 0
0 | 0 | 0 | 0 | [10 empty] | 0
0 | 0 | 0 | 0 | [10 empty] | 0
0 | 0 | 0 | 0 | [10 empty] | 0
0 | 0 | 0 | 0 | [10 empty] | 0
0 | 0 | 0 | 0 | [10 empty] | 0
0 | 0 | 0 | 0 | [10 empty] | 0
0 | 0 | 0 | 0 | [10 empty] | 0
0 | 0 | 0 | 0 | [10 empty] | 0
0 | 0 | 0 | 0 | [10 empty] | 0
0 | 0 | 0 | 0 | [10 empty] | 0
0 | 0 | 0 | 0 | [10 empty] | 0
0 | 0 | 0 | 0 | [10 empty] | 0
0 | 0 | 0 | 0 | [10 empty] | 0
0 | 0 | 0 | 0 | [10 empty] | 0
0 | 0 | 0 | 0 | [10 empty] | 0
0 | 0 | 0 | 0 | [10 empty] | 0
0 | 0 | 0 | 0 | [10 empty] | 0
0 | 0 | 0 | 0 | [10 empty] | 0
0 | 0 | 0 | 0 | [10 empty] | 0
0 | 0 | 0 | 0 | [10 empty] | 0
0 | 0 | 0 | 0 | [10 empty] | 0
0 | 0 | 0 | 0 | [10 empty] | 0
0 | 0 | 0 | 0 | [10 empty] | 0
0 | 0 | 0 | 0 | [10 empty] | 0
0 | 0 | 0 | 0 | [10 empty] | 0
0 | 0 | 0 | 0 | [10 empty] | 0
0 | 0 | 0 | 0 | [10 empty] | 0
0 | 0 | 0 | 0 | [10 empty] | 0
0 | 0 | 0 | 0 | [10 empty] | 0
0 | 0 | 0 | 0 | [10 empty] | 0
0 | 0 | 0 | 0 | [10 empty] | 0
0 | 0 | 0 | 0 | [10 empty] | 0
0 | 0 | 0 | 0 | [10 empty] | 0
0 | 0 | 0 | 0 | [10 empty] | 0
0 | 0 | 0 | 0 | [10 empty] | 0
0 | 0 | 0 | 0 | [10 empty] | 0
0 | 0 | 0 | 0 | [10 empty] | 0
0 | 0 | 0 | 0 | [10 empty] | 0
0 | 0 | 0 | 0 | [10 empty] | 0
0 | 0 | 0 | 0 | [10 empty] | 0
0 | 0 | 0 | 0 | [10 empty] | 0
0 | 0 | 0 | 0 | [10 empty] | 0
0 | 0 | 0 | 0 | [10 empty] | 0
0 | 0 | 0 | 0 | [10 empty] | 0
0 | 0 | 0 | 0 | [10 empty] | 0
0 | 0 | 0 | 0 | [10 empty] | 0
0 | 0 | 0 | 0 | [10 empty] | 0
0 | 0 | 0 | 0 | [10 empty] | 0
0 | 0 | 0 | 0 | [10 empty] | 0
0 | 0 | 0 | 0 | [10 empty] | 0
0 | 0 | 0 | 0 | [10 empty] | 0
0 | 0 | 0 | 0 | [10 empty] | 0
0 | 0 | 0 | 0 | [10 empty] | 0
0 | 0 | 0 | 0 | [10 empty] | 0
0 | 0 | 0 | 0 | [10 empty] | 0
0 | 0 | 0 | 0 | [10 empty] | 0
0 | 0 | 0 | 0 | [10 empty] | 0
0 | 0 | 0 | 0 | [10 empty] | 0
0 | 0 | 0 | 0 | [10 empty] | 0
0 | 0 | 0 | 0 | [10 empty] | 0
0 | 0 | 0 | 0 | [10 empty] | 0
0 | 0 | 0 | 0 | [10 empty] | 0
0 | 0 | 0 | 0 | [10 empty] | 0
0 | 0 | 0 | 0 | [10 empty] | 0
0 | 0 | 0 | 0 | [10 empty] | 0
0 | 0 | 0 | 0 | [10 empty] | 0
0 | 0 | 0 | 0 | [10 empty] | 0
0 | 0 | 0 | 0 | [10 empty] | 0
0 | 0 | 0 | 0 | [10 empty] | 0
0 | 0 | 0 | 0 | [10 empty] | 0
0 | 0 | 0 | 0 | [10 empty] | 0
0 | 0 | 0 | 0 | [10 empty] | 0
0 | 0 | 0 | 0 | [10 empty] | 0
0 | 0 | 0 | 0 | [10 empty] | 0
0 | 0 | 0 | 0 | [10 empty] | 0
0 | 0 | 0 | 0 | [10 empty] | 0
0 | 0 | 0 | 0 | [10 empty] | 0
0 | 0 | 0 | 0 | [10 empty] | 0
0 | 0 | 0 | 0 | [10 empty] | 0
0 | 0 | 0 | 0 | [10 empty] | 0
0 | 0 | 0 | 0 | [10 empty] | 0
0 | 0 | 0 | 0 | [10 empty] | 0
0 | 0 | 0 | 0 | [10 empty] | 0
0 | 0 | 0 | 0 | [10 empty] | 0
0 | 0 | 0 | 0 | [10 empty] | 0
0 | 0 | 0 | 0 | [10 empty] | 0
0 | 0 | 0 | 0 | [10 empty] | 0
0 | 0 | 0 | 0 | [10 empty] | 0
0 | 0 | 0 | 0 | [10 empty] | 0
0 | 0 | 0 | 0 | [10 empty] | 0
0 | 0 | 0 | 0 | [10 empty] | 0
0 | 0 | 0 | 0 | [10 empty] | 0
0 | 0 | 0 | 0 | [10 empty] | 0
0 | 0 | 0 | 0 | [10 empty] | 0
0 | 0 | 0 | 0 | [10 empty] | 0
0 | 0 | 0 | 0 | [10 empty] | 0
0 | 0 | 0 | 0 | [10 empty] | 0
0 | 0 | 0 | 0 | [10 empty] | 0
0 | 0 | 0 | 0 | [10 empty] | 0
0 | 0 | 0 | 0 | [10 empty] | 0
0 | 0 | 0 | 0 | [10 empty] | 0
0 | 0 | 0 | 0 | [10 empty] | 0
0 | 0 | 0 | 0 | [10 empty] | 0
0 | 0 | 0 | 0 | [10 empty] | 0
0 | 0 | 0 | 0 | [10 empty] | 0
0 | 0 | 0 | 0 | [10 empty] | 0
0 | 0 | 0 | 0 | [10 empty] | 0
0 | 0 | 0 | 0 | [10 empty] | 0
0 | 0 | 0 | 0 | [10 empty] | 0
0 | 0 | 0 | 0 | [10 empty] | 0
0 | 0 | 0 | 0 | [10 empty] | 0
0 | 0 | 0 | 0 | [10 empty] | 0
0 | 0 | 0 | 0 | [10 empty] | 0
0 | 0 | 0 | 0 | [10 empty] | 0
0 | 0 | 0 | 0 | [10 empty] | 0
0 | 0 | 0 | 0 | [10 empty] | 0
0 | 0 | 0 | 0 | [10 empty] | 0
0 | 0 | 0 | 0 | [10 empty] | 0
0 | 0 | 0 | 0 | [10 empty] | 0
0 | 0 | 0 | 0 | [10 empty] | 0
0 | 0 | 0 | 0 | [10 empty] | 0
0 | 0 | 0 | 0 | [10 empty] | 0
0 | 0 | 0 | 0 | [10 empty] | 0
0 | 0 | 0 | 0 | [10 empty] | 0
0 | 0 | 0 | 0 | [10 empty] | 0
0 | 0 | 0 | 0 | [10 empty] | 0
0 | 0 | 0 | 0 | [10 empty] | 0
0 | 0 | 0 | 0 | [10 empty] | 0
0 | 0 | 0 | 0 | [10 empty] | 0
0 | 0 | 0 | 0 | [10 empty] | 0
0 | 0 | 0 | 0 | [10 empty] | 0
0 | 0 | 0 | 0 | [10 empty] | 0
0 | 0 | 0 | 0 | [10 empty] | 0
0 | 0 | 0 | 0 | [10 empty] | 0
0 | 0 | 0 | 0 | [10 empty] | 0
0 | 0 | 0 | 0 | [10 empty] | 0
0 | 0 | 0 | 0 | [10 empty] | 0
0 | 0 | 0 | 0 | [10 empty] | 0
0 | 0 | 0 | 0 | [10 empty] | 0
0 | 0 | 0 | 0 | [10 empty] | 0
0 | 0 | 0 | 0 | [10 empty] | 0
0 | 0 | 0 | 0 | [10 empty] | 0
0 | 0 | 0 | 0 | [10 empty] | 0
0 | 0 | 0 | 0 | [10 empty] | 0
0 | 0 | 0 | 0 | [10 empty] | 0
0 | 0 | 0 | 0 | [10 empty] | 0
0 | 0 | 0 | 0 | [10 empty] | 0
0 | 0 | 0 | 0 | [10 empty] | 0
0 | 0 | 0 | 0 | [10 empty] | 0
0 | 0 | 0 | 0 | [10 empty] | 0
0 | 0 | 0 | 0 | [10 empty] | 0
0 | 0 | 0 | 0 | [10 empty] | 0
0 | 0 | 0 | 0 | [10 empty] | 0
0 | 0 | 0 | 0 | [10 empty] | 0
0 | 0 | 0 | 0 | [10 empty] | 0
0 | 0 | 0 | 0 | [10 empty] | 0
0 | 0 | 0 | 0 | [10 empty] | 0
0 | 0 | 0 | 0 | [10 empty] | 0
0 | 0 | 0 | 0 | [10 empty] | 0
0 | 0 | 0 | 0 | [10 empty] | 0
0 | 0 | 0 | 0 | [10 empty] | 0
0 | 0 | 0 | 0 | [10 empty] | 0
0 | 0 | 0 | 0 | [10 empty] | 0
0 | 0 | 0 | 0 | [10 empty] | 0
0 | 0 | 0 | 0 | [10 empty] | 0
0 | 0 | 0 | 0 | [10 empty] | 0
0 | 0 | 0 | 0 | [10 empty] | 0
0 | 0 | 0 | 0 | [10 empty] | 0
0 | 0 | 0 | 0 | [10 empty] | 0
0 | 0 | 0 | 0 | [10 empty] | 0
0 | 0 | 0 | 0 | [10 empty] | 0
0 | 0 | 0 | 0 | [10 empty] | 0
0 | 0 | 0 | 0 | [10 empty] | 0
0 | 0 | 0 | 0 | [10 empty] | 0
0 | 0 | 0 | 0 | [10 empty] | 0
0 | 0 | 0 | 0 | [10 empty] | 0
0 | 0 | 0 | 0 | [10 empty] | 0
0 | 0 | 0 | 0 | [10 empty] | 0
0 | 0 | 0 | 0 | [10 empty] | 0
0 | 0 | 0 | 0 | [10 empty] | 0
0 | 0 | 0 | 0 | [10 empty] | 0
0 | 0 | 0 | 0 | [10 empty] | 0
0 | 0 | 0 | 0 | [10 empty] | 0
0 | 0 | 0 | 0 | [10 empty] | 0
0 | 0 | 0 | 0 | [10 empty] | 0
0 | 0 | 0 | 0 | [10 empty] | 0
0 | 0 | 0 | 0 | [10 empty] | 0
0 | 0 | 0 | 0 | [10 empty] | 0
0 | 0 | 0 | 0 | [10 empty] | 0
0 | 0 | 0 | 0 | [10 empty] | 0
0 | 0 | 0 | 0 | [10 empty] | 0
0 | 0 | 0 | 0 | [10 empty] | 0
0 | 0 | 0 | 0 | [10 empty] | 0
0 | 0 | 0 | 0 | [10 empty] | 0
0 | 0 | 0 | 0 | [10 empty] | 0
0 | 0 | 0 | 0 | [10 empty] | 0
0 | 0 | 0 | 0 | [10 empty] | 0
0 | 0 | 0 | 0 | [10 empty] | 0
0 | 0 | 0 | 0 | [10 empty] | 0
0 | 0 | 0 | 0 | [10 empty] | 0
0 | 0 | 0 | 0 | [10 empty] | 0
0 | 0 | 0 | 0 | [10 empty] | 0
0 | 0 | 0 | 0 | [10 empty] | 0
0 | 0 | 0 | 0 | [10 empty] | 0
0 | 0 | 0 | 0 | [10 empty] | 0
0 | 0 | 0 | 0 | [10 empty] | 0
0 | 0 | 0 | 0 | [10 empty] | 0
0 | 0 | 0 | 0 | [10 empty] | 0
0 | 0 | 0 | 0 | [10 empty] | 0
0 | 0 | 0 | 0 | [10 empty] | 0
0 | 0 | 0 | 0 | [10 empty] | 0
0 | 0 | 0 | 0 | [10 empty] | 0
0 | 0 | 0 | 0 | [10 empty] | 0
0 | 0 | 0 | 0 | [10 empty] | 0
0 | 0 | 0 | 0 | [10 empty] | 0
0 | 0 | 0 | 0 | [10 empty] | 0
0 | 0 | 0 | 0 | [10 empty] | 0
0 | 0 | 0 | 0 | [10 empty] | 0
0 | 0 | 0 | 0 | [10 empty] | 0
0 | 0 | 0 | 0 | [10 empty] | 0
0 | 0 | 0 | 0 | [10 empty] | 0
0 | 0 | 0 | 0 | [10 empty] | 0
0 | 0 | 0 | 0 | [10 empty] | 0
0 | 0 | 0 | 0 | [10 empty] | 0
0 | 0 | 0 | 0 | [10 empty] | 0
0 | 0 | 0 | 0 | [10 empty] | 0
0 | 0 | 0 | 0 | [10 empty] | 0
0 | 0 | 0 | 0 | [10 empty] | 0
0 | 0 | 0 | 0 | [10 empty] | 0
0 | 0 | 0 | 0 | [10 empty] | 0
0 | 0 | 0 | 0 | [10 empty] | 0
0 | 0 | 0 | 0 | [10 empty] | 0
0 | 0 | 0 | 0 | [10 empty] | 0
0 | 0 | 0 | 0 | [10 empty] | 0
0 | 0 | 0 | 0 | [10 empty] | 0
0 | 0 | 0 | 0 | [10 empty] | 0
0 | 0 | 0 | 0 | [10 empty] | 0
0 | 0 | 0 | 0 | [10 empty] | 0
0 | 0 | 0 | 0 | [10 empty] | 0
0 | 0 | 0 | 0 | [10 empty] | 0
0 | 0 | 0 | 0 | [10 empty] | 0
0 | 0 | 0 | 0 | [10 empty] | 0
0 | 0 | 0 | 0 | [10 empty] | 0
0 | 0 | 0 | 0 | [10 empty] | 0
0 | 0 | 0 | 0 | [10 empty] | 0
0 | 0 | 0 | 0 | [10 empty] | 0
0 | 0 | 0 | 0 | [10 empty] | 0
0 | 0 | 0 | 0 | [10 empty] | 0
0 | 0 | 0 | 0 | [10 empty] | 0
0 | 0 | 0 | 0 | [10 empty] | 0
0 | 0 | 0 | 0 | [10 empty] | 0
0 | 0 | 0 | 0 | [10 empty] | 0
0 | 0 | 0 | 0 | [10 empty] | 0
0 | 0 | 0 | 0 | [10 empty] | 0
0 | 0 | 0 | 0 | [10 empty] | 0
0 | 0 | 0 | 0 | [10 empty] | 0
0 | 0 | 0 | 0 | [10 empty] | 0
0 | 0 | 0 | 0 | [10 empty] | 0
0 | 0 | 0 | 0 | [10 empty] | 0
0 | 0 | 0 | 0 | [10 empty] | 0
0 | 0 | 0 | 0 | [10 empty] | 0
0 | 0 | 0 | 0 | [10 empty] | 0
0 | 0 | 0 | 0 | [10 empty] | 0
0 | 0 | 0 | 0 | [10 empty] | 0
0 | 0 | 0 | 0 | [10 empty] | 0
0 | 0 | 0 | 0 | [10 empty] | 0
0 | 0 | 0 | 0 | [10 empty] | 0
0 | 0 | 0 | 0 | [10 empty] | 0
0 | 0 | 0 | 0 | [10 empty] | 0
0 | 0 | 0 | 0 | [10 empty] | 0
0 | 0 | 0 | 0 | [10 empty] | 0
0 | 0 | 0 | 0 | [10 empty] | 0
0 | 0 | 0 | 0 | [10 empty] | 0
0 | 0 | 0 | 0 | [10 empty] | 0
0 | 0 | 0 | 0 | [10 empty] | 0
0 | 0 | 0 | 0 | [10 empty] | 0
0 | 0 | 0 | 0 | [10 empty] | 0
0 | 0 | 0 | 0 | [10 empty] | 0
0 | 0 | 0 | 0 | [10 empty] | 0
0 | 0 | 0 | 0 | [10 empty] | 0
0 | 0 | 0 | 0 | [10 empty] | 0
0 | 0 | 0 | 0 | [10 empty] | 0
0 | 0 | 0 | 0 | [10 empty] | 0
0 | 0 | 0 | 0 | [10 empty] | 0
0 | 0 | 0 | 0 | [10 empty] | 0
0 | 0 | 0 | 0 | [10 empty] | 0
0 | 0 | 0 | 0 | [10 empty] | 0
0 | 0 | 0 | 0 | [10 empty] | 0
0 | 0 | 0 | 0 | [10 empty] | 0
0 | 0 | 0 | 0 | [10 empty] | 0
0 | 0 | 0 | 0 | [10 empty] | 0
0 | 0 | 0 | 0 | [10 empty] | 0
0 | 0 | 0 | 0 | [10 empty] | 0
0 | 0 | 0 | 0 | [10 empty] | 0
0 | 0 | 0 | 0 | [10 empty] | 0
0 | 0 | 0 | 0 | [10 empty] | 0
0 | 0 | 0 | 0 | [10 empty] | 0
0 | 0 | 0 | 0 | [10 empty] | 0
0 | 0 | 0 | 0 | [10 empty] | 0
0 | 0 | 0 | 0 | [10 empty] | 0
0 | 0 | 0 | 0 | [10 empty] | 0
0 | 0 | 0 | 0 | [10 empty] | 0
0 | 0 | 0 | 0 | [10 empty] | 0
0 | 0 | 0 | 0 | [10 empty] | 0
0 | 0 | 0 | 0 | [10 empty] | 0
0 | 0 | 0 | 0 | [10 empty] | 0
0 | 0 | 0 | 0 | [10 empty] | 0
0 | 0 | 0 | 0 | [10 empty] | 0
0 | 0 | 0 | 0 | [10 empty] | 0
0 | 0 | 0 | 0 | [10 empty] | 0
0 | 0 | 0 | 0 | [10 empty] | 0
0 | 0 | 0 | 0 | [10 empty] | 0
0 | 0 | 0 | 0 | [10 empty] | 0
0 | 0 | 0 | 0 | [10 empty] | 0
0 | 0 | 0 | 0 | [10 empty] | 0
0 | 0 | 0 | 0 | [10 empty] | 0
0 | 0 | 0 | 0 | [10 empty] | 0
0 | 0 | 0 | 0 | [10 empty] | 0
0 | 0 | 0 | 0 | [10 empty] | 0
0 | 0 | 0 | 0 | [10 empty] | 0
0 | 0 | 0 | 0 | [10 empty] | 0
0 | 0 | 0 | 0 | [10 empty] | 0
0 | 0 | 0 | 0 | [10 empty] | 0
0 | 0 | 0 | 0 | [10 empty] | 0
0 | 0 | 0 | 0 | [10 empty] | 0
0 | 0 | 0 | 0 | [10 empty] | 0
0 | 0 | 0 | 0 | [10 empty] | 0
0 | 0 | 0 | 0 | [10 empty] | 0
0 | 0 | 0 | 0 | [10 empty] | 0
0 | 0 | 0 | 0 | [10 empty] | 0
0 | 0 | 0 | 0 | [10 empty] | 0
0 | 0 | 0 | 0 | [10 empty] | 0
0 | 0 | 0 | 0 | [10 empty] | 0
0 | 0 | 0 | 0 | [10 empty] | 0
0 | 0 | 0 | 0 | [10 empty] | 0
0 | 0 | 0 | 0 | [10 empty] | 0
0 | 0 | 0 | 0 | [10 empty] | 0
0 | 0 | 0 | 0 | [10 empty] | 0
0 | 0 | 0 | 0 | [10 empty] | 0
0 | 0 | 0 | 0 | [10 empty] | 0
0 | 0 | 0 | 0 | [10 empty] | 0
0 | 0 | 0 | 0 | [10 empty] | 0
0 | 0 | 0 | 0 | [10 empty] | 0
0 | 0 | 0 | 0 | [10 empty] | 0
0 | 0 | 0 | 0 | [10 empty] | 0
0 | 0 | 0 | 0 | [10 empty] | 0
0 | 0 | 0 | 0 | [10 empty] | 0
0 | 0 | 0 | 0 | [10 empty] | 0
0 | 0 | 0 | 0 | [10 empty] | 0
0 | 0 | 0 | 0 | [10 empty] | 0
0 | 0 | 0 | 0 | [10 empty] | 0
0 | 0 | 0 | 0 | [10 empty] | 0
0 | 0 | 0 | 0 | [10 empty] | 0
0 | 0 | 0 | 0 | [10 empty] | 0
0 | 0 | 0 | 0 | [10 empty] | 0
0 | 0 | 0 | 0 | [10 empty] | 0
0 | 0 | 0 | 0 | [10 empty] | 0
0 | 0 | 0 | 0 | [10 empty] | 0
0 | 0 | 0 | 0 | [10 empty] | 0
0 | 0 | 0 | 0 | [10 empty] | 0
0 | 0 | 0 | 0 | [10 empty] | 0
0 | 0 | 0 | 0 | [10 empty] | 0
0 | 0 | 0 | 0 | [10 empty] | 0
0 | 0 | 0 | 0 | [10 empty] | 0
0 | 0 | 0 | 0 | [10 empty] | 0
0 | 0 | 0 | 0 | [10 empty] | 0
0 | 0 | 0 | 0 | [10 empty] | 0
0 | 0 | 0 | 0 | [10 empty] | 0
0 | 0 | 0 | 0 | [10 empty] | 0
0 | 0 | 0 | 0 | [10 empty] | 0
0 | 0 | 0 | 0 | [10 empty] | 0
0 | 0 | 0 | 0 | [10 empty] | 0
0 | 0 | 0 | 0 | [10 empty] | 0
0 | 0 | 0 | 0 | [10 empty] | 0
0 | 0 | 0 | 0 | [10 empty] | 0
0 | 0 | 0 | 0 | [10 empty] | 0
0 | 0 | 0 | 0 | [10 empty] | 0
0 | 0 | 0 | 0 | [10 empty] | 0
0 | 0 | 0 | 0 | [10 empty] | 0
0 | 0 | 0 | 0 | [10 empty] | 0
0 | 0 | 0 | 0 | [10 empty] | 0
0 | 0 | 0 | 0 | [10 empty] | 0
0 | 0 | 0 | 0 | [10 empty] | 0
0 | 0 | 0 | 0 | [10 empty] | 0
0 | 0 | 0 | 0 | [10 empty] | 0
0 | 0 | 0 | 0 | [10 empty] | 0
0 | 0 | 0 | 0 | [10 empty] | 0
0 | 0 | 0 | 0 | [10 empty] | 0
0 | 0 | 0 | 0 | [10 empty] | 0
0 | 0 | 0 | 0 | [10 empty] | 0
0 | 0 | 0 | 0 | [10 empty] | 0
0 | 0 | 0 | 0 | [10 empty] | 0
0 | 0 | 0 | 0 | [10 empty] | 0
0 | 0 | 0 | 0 | [10 empty] | 0
0 | 0 | 0 | 0 | [10 empty] | 0
0 | 0 | 0 | 0 | [10 empty] | 0
0 | 0 | 0 | 0 | [10 empty] | 0
0 | 0 | 0 | 0 | [10 empty] | 0
0 | 0 | 0 | 0 | [10 empty] | 0
0 | 0 | 0 | 0 | [10 empty] | 0
0 | 0 | 0 | 0 | [10 empty] | 0
0 | 0 | 0 | 0 | [10 empty] | 0
0 | 0 | 0 | 0 | [10 empty] | 0
0 | 0 | 0 | 0 | [10 empty] | 0
0 | 0 | 0 | 0 | [10 empty] | 0
0 | 0 | 0 | 0 | [10 empty] | 0
0 | 0 | 0 | 0 | [10 empty] | 0
0 | 0 | 0 | 0 | [10 empty] | 0
0 | 0 | 0 | 0 | [10 empty] | 0
0 | 0 | 0 | 0 | [10 empty] | 0
0 | 0 | 0 | 0 | [10 empty] | 0
0 | 0 | 0 | 0 | [10 empty] | 0
0 | 0 | 0 | 0 | [10 empty] | 0
0 | 0 | 0 | 0 | [10 empty] | 0
0 | 0 | 0 | 0 | [10 empty] | 0
0 | 0 | 0 | 0 | [10 empty] | 0
0 | 0 | 0 | 0 | [10 empty] | 0
0 | 0 | 0 | 0 | [10 empty] | 0
0 | 0 | 0 | 0 | [10 empty] | 0
0 | 0 | 0 | 0 | [10 empty] | 0
0 | 0 | 0 | 0 | [10 empty] | 0
0 | 0 | 0 | 0 | [10 empty] | 0
0 | 0 | 0 | 0 | [10 empty] | 0
0 | 0 | 0 | 0 | [10 empty] | 0
0 | 0 | 0 | 0 | [10 empty] | 0
0 | 0 | 0 | 0 | [10 empty] | 0
0 | 0 | 0 | 0 | [10 empty] | 0
0 | 0 | 0 | 0 | [10 empty] | 0
0 | 0 | 0 | 0 | [10 empty] | 0
0 | 0 | 0 | 0 | [10 empty] | 0
0 | 0 | 0 | 0 | [10 empty] | 0
0 | 0 | 0 | 0 | [10 empty] | 0
0 | 0 | 0 | 0 | [10 empty] | 0
0 | 0 | 0 | 0 | [10 empty] | 0
0 | 0 | 0 | 0 | [10 empty] | 0
0 | 0 | 0 | 0 | [10 empty] | 0
0 | 0 | 0 | 0 | [10 empty] | 0
0 | 0 | 0 | 0 | [10 empty] | 0
0 | 0 | 0 | 0 | [10 empty] | 0
0 | 0 | 0 | 0 | [10 empty] | 0
0 | 0 | 0 | 0 | [10 empty] | 0
0 | 0 | 0 | 0 | [10 empty] | 0
0 | 0 | 0 | 0 | [10 empty] | 0
0 | 0 | 0 | 0 | [10 empty] | 0
0 | 0 | 0 | 0 | [10 empty] | 0
0 | 0 | 0 | 0 | [10 empty] | 0
0 | 0 | 0 | 0 | [10 empty] | 0
0 | 0 | 0 | 0 | [10 empty] | 0
0 | 0 | 0 | 0 | [10 empty] | 0
0 | 0 | 0 | 0 | [10 empty] | 0
0 | 0 | 0 | 0 | [10 empty] | 0
0 | 0 | 0 | 0 | [10 empty] | 0
0 | 0 | 0 | 0 | [10 empty] | 0
0 | 0 | 0 | 0 | [10 empty] | 0
0 | 0 | 0 | 0 | [10 empty] | 0
0 | 0 | 0 | 0 | [10 empty] | 0
0 | 0 | 0 | 0 | [10 empty] | 0
0 | 0 | 0 | 0 | [10 empty] | 0
0 | 0 | 0 | 0 | [10 empty] | 0
0 | 0 | 0 | 0 | [10 empty] | 0
0 | 0 | 0 | 0 | [10 empty] | 0
0 | 0 | 0 | 0 | [10 empty] | 0
0 | 0 | 0 | 0 | [10 empty] | 0
0 | 0 | 0 | 0 | [10 empty] | 0
0 | 0 | 0 | 0 | [10 empty] | 0
0 | 0 | 0 | 0 | [10 empty] | 0
0 | 0 | 0 | 0 | [10 empty] | 0
0 | 0 | 0 | 0 | [10 empty] | 0
0 | 0 | 0 | 0 | [10 empty] | 0
0 | 0 | 0 | 0 | [10 empty] | 0
0 | 0 | 0 | 0 | [10 empty] | 0
0 | 0 | 0 | 0 | [10 empty] | 0
0 | 0 | 0 | 0 | [10 empty] | 0
0 | 0 | 0 | 0 | [10 empty] | 0
0 | 0 | 0 | 0 | [10 empty] | 0
0 | 0 | 0 | 0 | [10 empty] | 0
0 | 0 | 0 | 0 | [10 empty] | 0
0 | 0 | 0 | 0 | [10 empty] | 0
0 | 0 | 0 | 0 | [10 empty] | 0
0 | 0 | 0 | 0 | [10 empty] | 0
0 | 0 | 0 | 0 | [10 empty] | 0
0 | 0 | 0 | 0 | [10 empty] | 0
0 | 0 | 0 | 0 | [10 empty] | 0
0 | 0 | 0 | 0 | [10 empty] | 0
0 | 0 | 0 | 0 | [10 empty] | 0
0 | 0 | 0 | 0 | [10 empty] | 0
0 | 0 | 0 | 0 | [10 empty] | 0
0 | 0 | 0 | 0 | [10 empty] | 0
0 | 0 | 0 | 0 | [10 empty] | 0
0 | 0 | 0 | 0 | [10 empty] | 0
0 | 0 | 0 | 0 | [10 empty] | 0
0 | 0 | 0 | 0 | [10 empty] | 0
0 | 0 | 0 | 0 | [10 empty] | 0
0 | 0 | 0 | 0 | [10 empty] | 0
0 | 0 | 0 | 0 | [10 empty] | 0
0 | 0 | 0 | 0 | [10 empty] | 0
0 | 0 | 0 | 0 | [10 empty] | 0
0 | 0 | 0 | 0 | [10 empty] | 0
0 | 0 | 0 | 0 | [10 empty] | 0
0 | 0 | 0 | 0 | [10 empty] | 0
0 | 0 | 0 | 0 | [10 empty] | 0
0 | 0 | 0 | 0 | [10 empty] | 0
0 | 0 | 0 | 0 | [10 empty] | 0
0 | 0 | 0 | 0 | [10 empty] | 0
0 | 0 | 0 | 0 | [10 empty] | 0
0 | 0 | 0 | 0 | [10 empty] | 0
0 | 0 | 0 | 0 | [10 empty] | 0
0 | 0 | 0 | 0 | [10 empty] | 0
0 | 0 | 0 | 0 | [10 empty] | 0
0 | 0 | 0 | 0 | [10 empty] | 0
0 | 0 | 0 | 0 | [10 empty] | 0
0 | 0 | 0 | 0 | [10 empty] | 0
0 | 0 | 0 | 0 | [10 empty] | 0
0 | 0 | 0 | 0 | [10 empty] | 0
0 | 0 | 0 | 0 | [10 empty] | 0
0 | 0 | 0 | 0 | [10 empty] | 0
0 | 0 | 0 | 0 | [10 empty] | 0
0 | 0 | 0 | 0 | [10 empty] | 0
0 | 0 | 0 | 0 | [10 empty] | 0
0 | 0 | 0 | 0 | [10 empty] | 0
0 | 0 | 0 | 0 | [10 empty] | 0
0 | 0 | 0 | 0 | [10 empty] | 0
0 | 0 | 0 | 0 | [10 empty] | 0
0 | 0 | 0 | 0 | [10 empty] | 0
0 | 0 | 0 | 0 | [10 empty] | 0
0 | 0 | 0 | 0 | [10 empty] | 0
0 | 0 | 0 | 0 | [10 empty] | 0
0 | 0 | 0 | 0 | [10 empty] | 0
0 | 0 | 0 | 0 | [10 empty] | 0
0 | 0 | 0 | 0 | [10 empty] | 0
0 | 0 | 0 | 0 | [10 empty] | 0
0 | 0 | 0 | 0 | [10 empty] | 0
0 | 0 | 0 | 0 | [10 empty] | 0
0 | 0 | 0 | 0 | [10 empty] | 0
0 | 0 | 0 | 0 | [10 empty] | 0
0 | 0 | 0 | 0 | [10 empty] | 0
0 | 0 | 0 | 0 | [10 empty] | 0
0 | 0 | 0 | 0 | [10 empty] | 0
0 | 0 | 0 | 0 | [10 empty] | 0
0 | 0 | 0 | 0 | [10 empty] | 0
0 | 0 | 0 | 0 | [10 empty] | 0
0 | 0 | 0 | 0 | [10 empty] | 0
0 | 0 | 0 | 0 | [10 empty] | 0
0 | 0 | 0 | 0 | [10 empty] | 0
0 | 0 | 0 | 0 | [10 empty] | 0
0 | 0 | 0 | 0 | [10 empty] | 0
0 | 0 | 0 | 0 | [10 empty] | 0
0 | 0 | 0 | 0 | [10 empty] | 0
0 | 0 | 0 | 0 | [10 empty] | 0
0 | 0 | 0 | 0 | [10 empty] | 0
0 | 0 | 0 | 0 | [10 empty] | 0
0 | 0 | 0 | 0 | [10 empty] | 0
0 | 0 | 0 | 0 | [10 empty] | 0
0 | 0 | 0 | 0 | [10 empty] | 0
0 | 0 | 0 | 0 | [10 empty] | 0
0 | 0 | 0 | 0 | [10 empty] | 0
0 | 0 | 0 | 0 | [10 empty] | 0
0 | 0 | 0 | 0 | [10 empty] | 0
0 | 0 | 0 | 0 | [10 empty] | 0
0 | 0 | 0 | 0 | [10 empty] | 0
0 | 0 | 0 | 0 | [10 empty] | 0
0 | 0 | 0 | 0 | [10 empty] | 0
0 | 0 | 0 | 0 | [10 empty] | 0
0 | 0 | 0 | 0 | [10 empty] | 0
0 | 0 | 0 | 0 | [10 empty] | 0
0 | 0 | 0 | 0 | [10 empty] | 0
0 | 0 | 0 | 0 | [10 empty] | 0
0 | 0 | 0 | 0 | [10 empty] | 0
0 | 0 | 0 | 0 | [10 empty] | 0
0 | 0 | 0 | 0 | [10 empty] | 0
0 | 0 | 0 | 0 | [10 empty] | 0
0 | 0 | 0 | 0 | [10 empty] | 0
0 | 0 | 0 | 0 | [10 empty] | 0
0 | 0 | 0 | 0 | [10 empty] | 0
0 | 0 | 0 | 0 | [10 empty] | 0
0 | 0 | 0 | 0 | [10 empty] | 0
0 | 0 | 0 | 0 | [10 empty] | 0
0 | 0 | 0 | 0 | [10 empty] | 0
0 | 0 | 0 | 0 | [10 empty] | 0
0 | 0 | 0 | 0 | [10 empty] | 0
0 | 0 | 0 | 0 | [10 empty] | 0
0 | 0 | 0 | 0 | [10 empty] | 0
0 | 0 | 0 | 0 | [10 empty] | 0
0 | 0 | 0 | 0 | [10 empty] | 0
0 | 0 | 0 | 0 | [10 empty] | 0
0 | 0 | 0 | 0 | [10 empty] | 0
0 | 0 | 0 | 0 | [10 empty] | 0
0 | 0 | 0 | 0 | [10 empty] | 0
0 | 0 | 0 | 0 | [10 empty] | 0
0 | 0 | 0 | 0 | [10 empty] | 0
0 | 0 | 0 | 0 | [10 empty] | 0
0 | 0 | 0 | 0 | [10 empty] | 0
0 | 0 | 0 | 0 | [10 empty] | 0
0 | 0 | 0 | 0 | [10 empty] | 0
0 | 0 | 0 | 0 | [10 empty] | 0
0 | 0 | 0 | 0 | [10 empty] | 0
0 | 0 | 0 | 0 | [10 empty] | 0
0 | 0 | 0 | 0 | [10 empty] | 0
0 | 0 | 0 | 0 | [10 empty] | 0
0 | 0 | 0 | 0 | [10 empty] | 0
0 | 0 | 0 | 0 | [10 empty] | 0
0 | 0 | 0 | 0 | [10 empty] | 0
0 | 0 | 0 | 0 | [10 empty] | 0
0 | 0 | 0 | 0 | [10 empty] | 0
0 | 0 | 0 | 0 | [10 empty] | 0
0 | 0 | 0 | 0 | [10 empty] | 0
0 | 0 | 0 | 0 | [10 empty] | 0
0 | 0 | 0 | 0 | [10 empty] | 0
0 | 0 | 0 | 0 | [10 empty] | 0
0 | 0 | 0 | 0 | [10 empty] | 0
0 | 0 | 0 | 0 | [10 empty] | 0
0 | 0 | 0 | 0 | [10 empty] | 0
0 | 0 | 0 | 0 | [10 empty] | 0
0 | 0 | 0 | 0 | [10 empty] | 0
0 | 0 | 0 | 0 | [10 empty] | 0
0 | 0 | 0 | 0 | [10 empty] | 0
0 | 0 | 0 | 0 | [10 empty] | 0
0 | 0 | 0 | 0 | [10 empty] | 0
0 | 0 | 0 | 0 | [10 empty] | 0
0 | 0 | 0 | 0 | [10 empty] | 0
0 | 0 | 0 | 0 | [10 empty] | 0
0 | 0 | 0 | 0 | [10 empty] | 0
0 | 0 | 0 | 0 | [10 empty] | 0
0 | 0 | 0 | 0 | [10 empty] | 0
0 | 0 | 0 | 0 | [10 empty] | 0
0 | 0 | 0 | 0 | [10 empty] | 0
0 | 0 | 0 | 0 | [10 empty] | 0
0 | 0 | 0 | 0 | [10 empty] | 0
0 | 0 | 0 | 0 | [10 empty] | 0
0 | 0 | 0 | 0 | [10 empty] | 0
0 | 0 | 0 | 0 | [10 empty] | 0
0 | 0 | 0 | 0 | [10 empty] | 0
0 | 0 | 0 | 0 | [10 empty] | 0
0 | 0 | 0 | 0 | [10 empty] | 0
0 | 0 | 0 | 0 | [10 empty] | 0
0 | 0 | 0 | 0 | [10 empty] | 0
0 | 0 | 0 | 0 | [10 empty] | 0
0 | 0 | 0 | 0 | [10 empty] | 0
0 | 0 | 0 | 0 | [10 empty] | 0
0 | 0 | 0 | 0 | [10 empty] | 0
0 | 0 | 0 | 0 | [10 empty] | 0
0 | 0 | 0 | 0 | [10 empty] | 0
0 | 0 | 0 | 0 | [10 empty] | 0
0 | 0 | 0 | 0 | [10 empty] | 0
0 | 0 | 0 | 0 | [10 empty] | 0
0 | 0 | 0 | 0 | [10 empty] | 0
0 | 0 | 0 | 0 | [10 empty] | 0
0 | 0 | 0 | 0 | [10 empty] | 0
0 | 0 | 0 | 0 | [10 empty] | 0
0 | 0 | 0 | 0 | [10 empty] | 0
0 | 0 | 0 | 0 | [10 empty] | 0
0 | 0 | 0 | 0 | [10 empty] | 0
0 | 0 | 0 | 0 | [10 empty] | 0
0 | 0 | 0 | 0 | [10 empty] | 0
0 | 0 | 0 | 0 | [10 empty] | 0
0 | 0 | 0 | 0 | [10 empty] | 0
0 | 0 | 0 | 0 | [10 empty] | 0
0 | 0 | 0 | 0 | [10 empty] | 0
0 | 0 | 0 | 0 | [10 empty] | 0
0 | 0 | 0 | 0 | [10 empty] | 0
0 | 0 | 0 | 0 | [10 empty] | 0
0 | 0 | 0 | 0 | [10 empty] | 0
0 | 0 | 0 | 0 | [10 empty] | 0
0 | 0 | 0 | 0 | [10 empty] | 0
0 | 0 | 0 | 0 | [10 empty] | 0
0 | 0 | 0 | 0 | [10 empty] | 0
0 | 0 | 0 | 0 | [10 empty] | 0
0 | 0 | 0 | 0 | [10 empty] | 0
0 | 0 | 0 | 0 | [10 empty] | 0
0 | 0 | 0 | 0 | [10 empty] | 0
0 | 0 | 0 | 0 | [10 empty] | 0
0 | 0 | 0 | 0 | [10 empty] | 0
0 | 0 | 0 | 0 | [10 empty] | 0
0 | 0 | 0 | 0 | [10 empty] | 0
0 | 0 | 0 | 0 | [10 empty] | 0
0 | 0 | 0 | 0 | [10 empty] | 0
0 | 0 | 0 | 0 | [10 empty] | 0
0 | 0 | 0 | 0 | [10 empty] | 0
0 | 0 | 0 | 0 | [10 empty] | 0
0 | 0 | 0 | 0 | [10 empty] | 0
0 | 0 | 0 | 0 | [10 empty] | 0
0 | 0 | 0 | 0 | [10 empty] | 0
0 | 0 | 0 | 0 | [10 empty] | 0
0 | 0 | 0 | 0 | [10 empty] | 0
0 | 0 | 0 | 0 | [10 empty] | 0
0 | 0 | 0 | 0 | [10 empty] | 0
0 | 0 | 0 | 0 | [10 empty] | 0
0 | 0 | 0 | 0 | [10 empty] | 0
0 | 0 | 0 | 0 | [10 empty] | 0
0 | 0 | 0 | 0 | [10 empty] | 0
0 | 0 | 0 | 0 | [10 empty] | 0
0 | 0 | 0 | 0 | [10 empty] | 0
0 | 0 | 0 | 0 | [10 empty] | 0
0 | 0 | 0 | 0 | [10 empty] | 0
0 | 0 | 0 | 0 | [10 empty] | 0
0 | 0 | 0 | 0 | [10 empty] | 0
0 | 0 | 0 | 0 | [10 empty] | 0
0 | 0 | 0 | 0 | [10 empty] | 0
0 | 0 | 0 | 0 | [10 empty] | 0
0 | 0 | 0 | 0 | [10 empty] | 0
0 | 0 | 0 | 0 | [10 empty] | 0
0 | 0 | 0 | 0 | [10 empty] | 0
0 | 0 | 0 | 0 | [10 empty] | 0
0 | 0 | 0 | 0 | [10 empty] | 0
0 | 0 | 0 | 0 | [10 empty] | 0
0 | 0 | 0 | 0 | [10 empty] | 0
0 | 0 | 0 | 0 | [10 empty] | 0
0 | 0 | 0 | 0 | [10 empty] | 0
0 | 0 | 0 | 0 | [10 empty] | 0
0 | 0 | 0 | 0 | [10 empty] | 0
0 | 0 | 0 | 0 | [10 empty] | 0
0 | 0 | 0 | 0 | [10 empty] | 0
0 | 0 | 0 | 0 | [10 empty] | 0
0 | 0 | 0 | 0 | [10 empty] | 0
0 | 0 | 0 | 0 | [10 empty] | 0
0 | 0 | 0 | 0 | [10 empty] | 0
0 | 0 | 0 | 0 | [10 empty] | 0
0 | 0 | 0 | 0 | [10 empty] | 0
0 | 0 | 0 | 0 | [10 empty] | 0
0 | 0 | 0 | 0 | [10 empty] | 0
0 | 0 | 0 | 0 | [10 empty] | 0
0 | 0 | 0 | 0 | [10 empty] | 0
0 | 0 | 0 | 0 | [10 empty] | 0
0 | 0 | 0 | 0 | [10 empty] | 0
0 | 0 | 0 | 0 | [10 empty] | 0
0 | 0 | 0 | 0 | [10 empty] | 0
0 | 0 | 0 | 0 | [10 empty] | 0
0 | 0 | 0 | 0 | [10 empty] | 0
0 | 0 | 0 | 0 | [10 empty] | 0
0 | 0 | 0 | 0 | [10 empty] | 0
0 | 0 | 0 | 0 | [10 empty] | 0
0 | 0 | 0 | 0 | [10 empty] | 0
0 | 0 | 0 | 0 | [10 empty] | 0
0 | 0 | 0 | 0 | [10 empty] | 0
0 | 0 | 0 | 0 | [10 empty] | 0
0 | 0 | 0 | 0 | [10 empty] | 0
0 | 0 | 0 | 0 | [10 empty] | 0
0 | 0 | 0 | 0 | [10 empty] | 0
0 | 0 | 0 | 0 | [10 empty] | 0
0 | 0 | 0 | 0 | [10 empty] | 0
0 | 0 | 0 | 0 | [10 empty] | 0
0 | 0 | 0 | 0 | [10 empty] | 0
0 | 0 | 0 | 0 | [10 empty] | 0
0 | 0 | 0 | 0 | [10 empty] | 0
0 | 0 | 0 | 0 | [10 empty] | 0
0 | 0 | 0 | 0 | [10 empty] | 0
0 | 0 | 0 | 0 | [10 empty] | 0
0 | 0 | 0 | 0 | [10 empty] | 0
0 | 0 | 0 | 0 | [10 empty] | 0
0 | 0 | 0 | 0 | [10 empty] | 0
0 | 0 | 0 | 0 | [10 empty] | 0
0 | 0 | 0 | 0 | [10 empty] | 0
0 | 0 | 0 | 0 | [10 empty] | 0
0 | 0 | 0 | 0 | [10 empty] | 0
0 | 0 | 0 | 0 | [10 empty] | 0
0 | 0 | 0 | 0 | [10 empty] | 0
0 | 0 | 0 | 0 | [10 empty] | 0
0 | 0 | 0 | 0 | [10 empty] | 0
0 | 0 | 0 | 0 | [10 empty] | 0
0 | 0 | 0 | 0 | [10 empty] | 0
0 | 0 | 0 | 0 | [10 empty] | 0
0 | 0 | 0 | 0 | [10 empty] | 0
0 | 0 | 0 | 0 | [10 empty] | 0
0 | 0 | 0 | 0 | [10 empty] | 0
0 | 0 | 0 | 0 | [10 empty] | 0
0 | 0 | 0 | 0 | [10 empty] | 0
0 | 0 | 0 | 0 | [10 empty] | 0
0 | 0 | 0 | 0 | [10 empty] | 0
0 | 0 | 0 | 0 | [10 empty] | 0
0 | 0 | 0 | 0 | [10 empty] | 0
0 | 0 | 0 | 0 | [10 empty] | 0
0 | 0 | 0 | 0 | [10 empty] | 0
0 | 0 | 0 | 0 | [10 empty] | 0
0 | 0 | 0 | 0 | [10 empty] | 0
0 | 0 | 0 | 0 | [10 empty] | 0
0 | 0 | 0 | 0 | [10 empty] | 0
0 | 0 | 0 | 0 | [10 empty] | 0
0 | 0 | 0 | 0 | [10 empty] | 0
0 | 0 | 0 | 0 | [10 empty] | 0
0 | 0 | 0 | 0 | [10 empty] | 0
0 | 0 | 0 | 0 | [10 empty] | 0
0 | 0 | 0 | 0 | [10 empty] | 0
0 | 0 | 0 | 0 | [10 empty] | 0
0 | 0 | 0 | 0 | [10 empty] | 0
0 | 0 | 0 | 0 | [10 empty] | 0
0 | 0 | 0 | 0 | [10 empty] | 0
0 | 0 | 0 | 0 | [10 empty] | 0
0 | 0 | 0 | 0 | [10 empty] | 0
0 | 0 | 0 | 0 | [10 empty] | 0
0 | 0 | 0 | 0 | [10 empty] | 0
0 | 0 | 0 | 0 | [10 empty] | 0
0 | 0 | 0 | 0 | [10 empty] | 0
0 | 0 | 0 | 0 | [10 empty] | 0
0 | 0 | 0 | 0 | [10 empty] | 0
0 | 0 | 0 | 0 | [10 empty] | 0
0 | 0 | 0 | 0 | [10 empty] | 0
0 | 0 | 0 | 0 | [10 empty] | 0
0 | 0 | 0 | 0 | [10 empty] | 0
0 | 0 | 0 | 0 | [10 empty] | 0
0 | 0 | 0 | 0 | [10 empty] | 0
0 | 0 | 0 | 0 | [10 empty] | 0
0 | 0 | 0 | 0 | [10 empty] | 0
0 | 0 | 0 | 0 | [10 empty] | 0
0 | 0 | 0 | 0 | [10 empty] | 0
0 | 0 | 0 | 0 | [10 empty] | 0
0 | 0 | 0 | 0 | [10 empty] | 0
0 | 0 | 0 | 0 | [10 empty] | 0
0 | 0 | 0 | 0 | [10 empty] | 0
0 | 0 | 0 | 0 | [10 empty] | 0
0 | 0 | 0 | 0 | [10 empty] | 0
0 | 0 | 0 | 0 | [10 empty] | 0
0 | 0 | 0 | 0 | [10 empty] | 0
0 | 0 | 0 | 0 | [10 empty] | 0
0 | 0 | 0 | 0 | [10 empty] | 0
0 | 0 | 0 | 0 | [10 empty] | 0
0 | 0 | 0 | 0 | [10 empty] | 0
0 | 0 | 0 | 0 | [10 empty] | 0
0 | 0 | 0 | 0 | [10 empty] | 0
0 | 0 | 0 | 0 | [10 empty] | 0
0 | 0 | 0 | 0 | [10 empty] | 0
0 | 0 | 0 | 0 | [10 empty] | 0
0 | 0 | 0 | 0 | [10 empty] | 0
0 | 0 | 0 | 0 | [10 empty] | 0
0 | 0 | 0 | 0 | [10 empty] | 0
0 | 0 | 0 | 0 | [10 empty] | 0
0 | 0 | 0 | 0 | [10 empty] | 0
0 | 0 | 0 | 0 | [10 empty] | 0
0 | 0 | 0 | 0 | [10 empty] | 0
0 | 0 | 0 | 0 | [10 empty] | 0
0 | 0 | 0 | 0 | [10 empty] | 0
0 | 0 | 0 | 0 | [10 empty] | 0
0 | 0 | 0 | 0 | [10 empty] | 0
0 | 0 | 0 | 0 | [10 empty] | 0
0 | 0 | 0 | 0 | [10 empty] | 0
0 | 0 | 0 | 0 | [10 empty] | 0
0 | 0 | 0 | 0 | [10 empty] | 0
0 | 0 | 0 | 0 | [10 empty] | 0
0 | 0 | 0 | 0 | [10 empty] | 0
0 | 0 | 0 | 0 | [10 empty] | 0
0 | 0 | 0 | 0 | [10 empty] | 0
0 | 0 | 0 | 0 | [10 empty] | 0
0 | 0 | 0 | 0 | [10 empty] | 0
0 | 0 | 0 | 0 | [10 empty] | 0
0 | 0 | 0 | 0 | [10 empty] | 0
0 | 0 | 0 | 0 | [10 empty] | 0
0 | 0 | 0 | 0 | [10 empty] | 0
0 | 0 | 0 | 0 | [10 empty] | 0
0 | 0 | 0 | 0 | [10 empty] | 0
0 | 0 | 0 | 0 | [10 empty] | 0
0 | 0 | 0 | 0 | [10 empty] | 0
0 | 0 | 0 | 0 | [10 empty] | 0
0 | 0 | 0 | 0 | [10 empty] | 0
0 | 0 | 0 | 0 | [10 empty] | 0
0 | 0 | 0 | 0 | [10 empty] | 0
0 | 0 | 0 | 0 | [10 empty] | 0
0 | 0 | 0 | 0 | [10 empty] | 0
0 | 0 | 0 | 0 | [10 empty] | 0
0 | 0 | 0 | 0 | [10 empty] | 0
0 | 0 | 0 | 0 | [10 empty] | 0
0 | 0 | 0 | 0 | [10 empty] | 0
0 | 0 | 0 | 0 | [10 empty] | 0
0 | 0 | 0 | 0 | [10 empty] | 0
0 | 0 | 0 | 0 | [10 empty] | 0
0 | 0 | 0 | 0 | [10 empty] | 0
0 | 0 | 0 | 0 | [10 empty] | 0
0 | 0 | 0 | 0 | [10 empty] | 0
0 | 0 | 0 | 0 | [10 empty] | 0
0 | 0 | 0 | 0 | [10 empty] | 0
0 | 0 | 0 | 0 | [10 empty] | 0
0 | 0 | 0 | 0 | [10 empty] | 0
0 | 0 | 0 | 0 | [10 empty] | 0
0 | 0 | 0 | 0 | [10 empty] | 0
0 | 0 | 0 | 0 | [10 empty] | 0
0 | 0 | 0 | 0 | [10 empty] | 0
0 | 0 | 0 | 0 | [10 empty] | 0
0 | 0 | 0 | 0 | [10 empty] | 0
0 | 0 | 0 | 0 | [10 empty] | 0
0 | 0 | 0 | 0 | [10 empty] | 0
0 | 0 | 0 | 0 | [10 empty] | 0
0 | 0 | 0 | 0 | [10 empty] | 0
0 | 0 | 0 | 0 | [10 empty] | 0
0 | 0 | 0 | 0 | [10 empty] | 0
0 | 0 | 0 | 0 | [10 empty] | 0
0 | 0 | 0 | 0 | [10 empty] | 0
0 | 0 | 0 | 0 | [10 empty] | 0
0 | 0 | 0 | 0 | [10 empty] | 0
0 | 0 | 0 | 0 | [10 empty] | 0
0 | 0 | 0 | 0 | [10 empty] | 0
0 | 0 | 0 | 0 | [10 empty] | 0
0 | 0 | 0 | 0 | [10 empty] | 0
0 | 0 | 0 | 0 | [10 empty] | 0
0 | 0 | 0 | 0 | [10 empty] | 0
0 | 0 | 0 | 0 | [10 empty] | 0
0 | 0 | 0 | 0 | [10 empty] | 0
0 | 0 | 0 | 0 | [10 empty] | 0
0 | 0 | 0 | 0 | [10 empty] | 0
0 | 0 | 0 | 0 | [10 empty] | 0
0 | 0 | 0 | 0 | [10 empty] | 0
0 | 0 | 0 | 0 | [10 empty] | 0
0 | 0 | 0 | 0 | [10 empty] | 0
0 | 0 | 0 | 0 | [10 empty] | 0
0 | 0 | 0 | 0 | [10 empty] | 0
0 | 0 | 0 | 0 | [10 empty] | 0
0 | 0 | 0 | 0 | [10 empty] | 0
0 | 0 | 0 | 0 | [10 empty] | 0
0 | 0 | 0 | 0 | [10 empty] | 0
0 | 0 | 0 | 0 | [10 empty] | 0
0 | 0 | 0 | 0 | [10 empty] | 0
0 | 0 | 0 | 0 | [10 empty] | 0
0 | 0 | 0 | 0 | [10 empty] | 0
0 | 0 | 0 | 0 | [10 empty] | 0
0 | 0 | 0 | 0 | [10 empty] | 0
0 | 0 | 0 | 0 | [10 empty] | 0
0 | 0 | 0 | 0 | [10 empty] | 0
0 | 0 | 0 | 0 | [10 empty] | 0
0 | 0 | 0 | 0 | [10 empty] | 0
0 | 0 | 0 | 0 | [10 empty] | 0
0 | 0 | 0 | 0 | [10 empty] | 0
0 | 0 | 0 | 0 | [10 empty] | 0
0 | 0 | 0 | 0 | [10 empty] | 0
0 | 0 | 0 | 0 | [10 empty] | 0
0 | 0 | 0 | 0 | [10 empty] | 0
0 | 0 | 0 | 0 | [10 empty] | 0
0 | 0 | 0 | 0 | [10 empty] | 0
0 | 0 | 0 | 0 | [10 empty] | 0
0 | 0 | 0 | 0 | [10 empty] | 0
0 | 0 | 0 | 0 | [10 empty] | 0
0 | 0 | 0 | 0 | [10 empty] | 0
0 | 0 | 0 | 0 | [10 empty] | 0
0 | 0 | 0 | 0 | [10 empty] | 0
0 | 0 | 0 | 0 | [10 empty] | 0
0 | 0 | 0 | 0 | [10 empty] | 0
0 | 0 | 0 | 0 | [10 empty] | 0
0 | 0 | 0 | 0 | [10 empty] | 0
0 | 0 | 0 | 0 | [10 empty] | 0
0 | 0 | 0 | 0 | [10 empty] | 0
0 | 0 | 0 | 0 | [10 empty] | 0
0 | 0 | 0 | 0 | [10 empty] | 0
0 | 0 | 0 | 0 | [10 empty] | 0
0 | 0 | 0 | 0 | [10 empty] | 0
0 | 0 | 0 | 0 | [10 empty] | 0
0 | 0 | 0 | 0 | [10 empty] | 0
0 | 0 | 0 | 0 | [10 empty] | 0
0 | 0 | 0 | 0 | [10 empty] | 0
0 | 0 | 0 | 0 | [10 empty] | 0
0 | 0 | 0 | 0 | [10 empty] | 0
0 | 0 | 0 | 0 | [10 empty] | 0
0 | 0 | 0 | 0 | [10 empty] | 0
0 | 0 | 0 | 0 | [10 empty] | 0
0 | 0 | 0 | 0 | [10 empty] | 0
0 | 0 | 0 | 0 | [10 empty] | 0
0 | 0 | 0 | 0 | [10 empty] | 0
0 | 0 | 0 | 0 | [10 empty] | 0
0 | 0 | 0 | 0 | [10 empty] | 0
0 | 0 | 0 | 0 | [10 empty] | 0
0 | 0 | 0 | 0 | [10 empty] | 0
0 | 0 | 0 | 0 | [10 empty] | 0
0 | 0 | 0 | 0 | [10 empty] | 0
0 | 0 | 0 | 0 | [10 empty] | 0
0 | 0 | 0 | 0 | [10 empty] | 0
0 | 0 | 0 | 0 | [10 empty] | 0
0 | 0 | 0 | 0 | [10 empty] | 0
0 | 0 | 0 | 0 | [10 empty] | 0
0 | 0 | 0 | 0 | [10 empty] | 0
0 | 0 | 0 | 0 | [10 empty] | 0
0 | 0 | 0 | 0 | [10 empty] | 0
0 | 0 | 0 | 0 | [10 empty] | 0
0 | 0 | 0 | 0 | [10 empty] | 0
0 | 0 | 0 | 0 | [10 empty] | 0
0 | 0 | 0 | 0 | [10 empty] | 0
0 | 0 | 0 | 0 | [10 empty] | 0
0 | 0 | 0 | 0 | [10 empty] | 0
0 | 0 | 0 | 0 | [10 empty] | 0
0 | 0 | 0 | 0 | [10 empty] | 0
0 | 0 | 0 | 0 | [10 empty] | 0
0 | 0 | 0 | 0 | [10 empty] | 0
0 | 0 | 0 | 0 | [10 empty] | 0
0 | 0 | 0 | 0 | [10 empty] | 0
0 | 0 | 0 | 0 | [10 empty] | 0
0 | 0 | 0 | 0 | [10 empty] | 0
0 | 0 | 0 | 0 | [10 empty] | 0
0 | 0 | 0 | 0 | [10 empty] | 0
0 | 0 | 0 | 0 | [10 empty] | 0
0 | 0 | 0 | 0 | [10 empty] | 0
0 | 0 | 0 | 0 | [10 empty] | 0
0 | 0 | 0 | 0 | [10 empty] | 0
0 | 0 | 0 | 0 | [10 empty] | 0
0 | 0 | 0 | 0 | [10 empty] | 0
0 | 0 | 0 | 0 | [10 empty] | 0
0 | 0 | 0 | 0 | [10 empty] | 0
0 | 0 | 0 | 0 | [10 empty] | 0
0 | 0 | 0 | 0 | [10 empty] | 0
0 | 0 | 0 | 0 | [10 empty] | 0
0 | 0 | 0 | 0 | [10 empty] | 0
0 | 0 | 0 | 0 | [10 empty] | 0
0 | 0 | 0 | 0 | [10 empty] | 0
0 | 0 | 0 | 0 | [10 empty] | 0
0 | 0 | 0 | 0 | [10 empty] | 0
0 | 0 | 0 | 0 | [10 empty] | 0
0 | 0 | 0 | 0 | [10 empty] | 0
0 | 0 | 0 | 0 | [10 empty] | 0
0 | 0 | 0 | 0 | [10 empty] | 0
0 | 0 | 0 | 0 | [10 empty] | 0
0 | 0 | 0 | 0 | [10 empty] | 0
0 | 0 | 0 | 0 | [10 empty] | 0
0 | 0 | 0 | 0 | [10 empty] | 0
0 | 0 | 0 | 0 | [10 empty] | 0
0 | 0 | 0 | 0 | [10 empty] | 0
0 | 0 | 0 | 0 | [10 empty] | 0
0 | 0 | 0 | 0 | [10 empty] | 0
0 | 0 | 0 | 0 | [10 empty] | 0
0 | 0 | 0 | 0 | [10 empty] | 0
0 | 0 | 0 | 0 | [10 empty] | 0
0 | 0 | 0 | 0 | [10 empty] | 0
0 | 0 | 0 | 0 | [10 empty] | 0
0 | 0 | 0 | 0 | [10 empty] | 0
0 | 0 | 0 | 0 | [10 empty] | 0
0 | 0 | 0 | 0 | [10 empty] | 0
0 | 0 | 0 | 0 | [10 empty] | 0
0 | 0 | 0 | 0 | [10 empty] | 0
0 | 0 | 0 | 0 | [10 empty] | 0
0 | 0 | 0 | 0 | [10 empty] | 0
0 | 0 | 0 | 0 | [10 empty] | 0
0 | 0 | 0 | 0 | [10 empty] | 0
0 | 0 | 0 | 0 | [10 empty] | 0
0 | 0 | 0 | 0 | [10 empty] | 0
0 | 0 | 0 | 0 | [10 empty] | 0
0 | 0 | 0 | 0 | [10 empty] | 0
0 | 0 | 0 | 0 | [10 empty] | 0
0 | 0 | 0 | 0 | [10 empty] | 0
0 | 0 | 0 | 0 | [10 empty] | 0
0 | 0 | 0 | 0 | [10 empty] | 0
0 | 0 | 0 | 0 | [10 empty] | 0
0 | 0 | 0 | 0 | [10 empty] | 0
0 | 0 | 0 | 0 | [10 empty] | 0
0 | 0 | 0 | 0 | [10 empty] | 0
0 | 0 | 0 | 0 | [10 empty] | 0
0 | 0 | 0 | 0 | [10 empty] | 0
0 | 0 | 0 | 0 | [10 empty] | 0
0 | 0 | 0 | 0 | [10 empty] | 0
0 | 0 | 0 | 0 | [10 empty] | 0
0 | 0 | 0 | 0 | [10 empty] | 0
0 | 0 | 0 | 0 | [10 empty] | 0
0 | 0 | 0 | 0 | [10 empty] | 0
0 | 0 | 0 | 0 | [10 empty] | 0
0 | 0 | 0 | 0 | [10 empty] | 0
0 | 0 | 0 | 0 | [10 empty] | 0
0 | 0 | 0 | 0 | [10 empty] | 0
0 | 0 | 0 | 0 | [10 empty] | 0
0 | 0 | 0 | 0 | [10 empty] | 0
0 | 0 | 0 | 0 | [10 empty] | 0
0 | 0 | 0 | 0 | [10 empty] | 0
0 | 0 | 0 | 0 | [10 empty] | 0
0 | 0 | 0 | 0 | [10 empty] | 0
0 | 0 | 0 | 0 | [10 empty] | 0
0 | 0 | 0 | 0 | [10 empty] | 0
0 | 0 | 0 | 0 | [10 empty] | 0
0 | 0 | 0 | 0 | [10 empty] | 0
0 | 0 | 0 | 0 | [10 empty] | 0
0 | 0 | 0 | 0 | [10 empty] | 0
0 | 0 | 0 | 0 | [10 empty] | 0
0 | 0 | 0 | 0 | [10 empty] | 0
0 | 0 | 0 | 0 | [10 empty] | 0
0 | 0 | 0 | 0 | [10 empty] | 0
0 | 0 | 0 | 0 | [10 empty] | 0
0 | 0 | 0 | 0 | [10 empty] | 0
0 | 0 | 0 | 0 | [10 empty] | 0
0 | 0 | 0 | 0 | [10 empty] | 0
0 | 0 | 0 | 0 | [10 empty] | 0
0 | 0 | 0 | 0 | [10 empty] | 0
0 | 0 | 0 | 0 | [10 empty] | 0
0 | 0 | 0 | 0 | [10 empty] | 0
0 | 0 | 0 | 0 | [10 empty] | 0
0 | 0 | 0 | 0 | [10 empty] | 0
0 | 0 | 0 | 0 | [10 empty] | 0
0 | 0 | 0 | 0 | [10 empty] | 0
0 | 0 | 0 | 0 | [10 empty] | 0
0 | 0 | 0 | 0 | [10 empty] | 0
0 | 0 | 0 | 0 | [10 empty] | 0
0 | 0 | 0 | 0 | [10 empty] | 0
0 | 0 | 0 | 0 | [10 empty] | 0
0 | 0 | 0 | 0 | [10 empty] | 0
0 | 0 | 0 | 0 | [10 empty] | 0
0 | 0 | 0 | 0 | [10 empty] | 0
0 | 0 | 0 | 0 | [10 empty] | 0
0 | 0 | 0 | 0 | [10 empty] | 0
0 | 0 | 0 | 0 | [10 empty] | 0
0 | 0 | 0 | 0 | [10 empty] | 0
0 | 0 | 0 | 0 | [10 empty] | 0
0 | 0 | 0 | 0 | [10 empty] | 0
0 | 0 | 0 | 0 | [10 empty] | 0
0 | 0 | 0 | 0 | [10 empty] | 0
0 | 0 | 0 | 0 | [10 empty] | 0
0 | 0 | 0 | 0 | [10 empty] | 0
0 | 0 | 0 | 0 | [10 empty] | 0
0 | 0 | 0 | 0 | [10 empty] | 0
0 | 0 | 0 | 0 | [10 empty] | 0
0 | 0 | 0 | 0 | [10 empty] | 0
0 | 0 | 0 | 0 | [10 empty] | 0
0 | 0 | 0 | 0 | [10 empty] | 0
0 | 0 | 0 | 0 | [10 empty] | 0
0 | 0 | 0 | 0 | [10 empty] | 0
0 | 0 | 0 | 0 | [10 empty] | 0
0 | 0 | 0 | 0 | [10 empty] | 0
0 | 0 | 0 | 0 | [10 empty] | 0
0 | 0 | 0 | 0 | [10 empty] | 0
0 | 0 | 0 | 0 | [10 empty] | 0
0 | 0 | 0 | 0 | [10 empty] | 0
0 | 0 | 0 | 0 | [10 empty] | 0
0 | 0 | 0 | 0 | [10 empty] | 0
0 | 0 | 0 | 0 | [10 empty] | 0
0 | 0 | 0 | 0 | [10 empty] | 0
0 | 0 | 0 | 0 | [10 empty] | 0
0 | 0 | 0 | 0 | [10 empty] | 0
0 | 0 | 0 | 0 | [10 empty] | 0
0 | 0 | 0 | 0 | [10 empty] | 0
0 | 0 | 0 | 0 | [10 empty] | 0
0 | 0 | 0 | 0 | [10 empty] | 0
0 | 0 | 0 | 0 | [10 empty] | 0
0 | 0 | 0 | 0 | [10 empty] | 0
0 | 0 | 0 | 0 | [10 empty] | 0
0 | 0 | 0 | 0 | [10 empty] | 0
0 | 0 | 0 | 0 | [10 empty] | 0
0 | 0 | 0 | 0 | [10 empty] | 0
0 | 0 | 0 | 0 | [10 empty] | 0
0 | 0 | 0 | 0 | [10 empty] | 0
0 | 0 | 0 | 0 | [10 empty] | 0
0 | 0 | 0 | 0 | [10 empty] | 0
0 | 0 | 0 | 0 | [10 empty] | 0
0 | 0 | 0 | 0 | [10 empty] | 0
0 | 0 | 0 | 0 | [10 empty] | 0
0 | 0 | 0 | 0 | [10 empty] | 0
0 | 0 | 0 | 0 | [10 empty] | 0
0 | 0 | 0 | 0 | [10 empty] | 0
0 | 0 | 0 | 0 | [10 empty] | 0
0 | 0 | 0 | 0 | [10 empty] | 0
0 | 0 | 0 | 0 | [10 empty] | 0
0 | 0 | 0 | 0 | [10 empty] | 0
0 | 0 | 0 | 0 | [10 empty] | 0
0 | 0 | 0 | 0 | [10 empty] | 0
0 | 0 | 0 | 0 | [10 empty] | 0
0 | 0 | 0 | 0 | [10 empty] | 0
0 | 0 | 0 | 0 | [10 empty] | 0
0 | 0 | 0 | 0 | [10 empty] | 0
0 | 0 | 0 | 0 | [10 empty] | 0
0 | 0 | 0 | 0 | [10 empty] | 0
0 | 0 | 0 | 0 | [10 empty] | 0
0 | 0 | 0 | 0 | [10 empty] | 0
0 | 0 | 0 | 0 | [10 empty] | 0
0 | 0 | 0 | 0 | [10 empty] | 0
0 | 0 | 0 | 0 | [10 empty] | 0
0 | 0 | 0 | 0 | [10 empty] | 0
0 | 0 | 0 | 0 | [10 empty] | 0
0 | 0 | 0 | 0 | [10 empty] | 0
0 | 0 | 0 | 0 | [10 empty] | 0
0 | 0 | 0 | 0 | [10 empty] | 0
0 | 0 | 0 | 0 | [10 empty] | 0
0 | 0 | 0 | 0 | [10 empty] | 0
0 | 0 | 0 | 0 | [10 empty] | 0
0 | 0 | 0 | 0 | [10 empty] | 0
0 | 0 | 0 | 0 | [10 empty] | 0
0 | 0 | 0 | 0 | [10 empty] | 0
0 | 0 | 0 | 0 | [10 empty] | 0
0 | 0 | 0 | 0 | [10 empty] | 0
0 | 0 | 0 | 0 | [10 empty] | 0
0 | 0 | 0 | 0 | [10 empty] | 0
0 | 0 | 0 | 0 | [10 empty] | 0
0 | 0 | 0 | 0 | [10 empty] | 0
0 | 0 | 0 | 0 | [10 empty] | 0
0 | 0 | 0 | 0 | [10 empty] | 0
0 | 0 | 0 | 0 | [10 empty] | 0
0 | 0 | 0 | 0 | [10 empty] | 0
0 | 0 | 0 | 0 | [10 empty] | 0
0 | 0 | 0 | 0 | [10 empty] | 0
0 | 0 | 0 | 0 | [10 empty] | 0
0 | 0 | 0 | 0 | [10 empty] | 0
0 | 0 | 0 | 0 | [10 empty] | 0
0 | 0 | 0 | 0 | [10 empty] | 0
0 | 0 | 0 | 0 | [10 empty] | 0
0 | 0 | 0 | 0 | [10 empty] | 0
0 | 0 | 0 | 0 | [10 empty] | 0
0 | 0 | 0 | 0 | [10 empty] | 0
0 | 0 | 0 | 0 | [10 empty] | 0
0 | 0 | 0 | 0 | [10 empty] | 0
0 | 0 | 0 | 0 | [10 empty] | 0
0 | 0 | 0 | 0 | [10 empty] | 0
0 | 0 | 0 | 0 | [10 empty] | 0
0 | 0 | 0 | 0 | [10 empty] | 0
0 | 0 | 0 | 0 | [10 empty] | 0
0 | 0 | 0 | 0 | [10 empty] | 0
0 | 0 | 0 | 0 | [10 empty] | 0
0 | 0 | 0 | 0 | [10 empty] | 0
0 | 0 | 0 | 0 | [10 empty] | 0
0 | 0 | 0 | 0 | [10 empty] | 0
0 | 0 | 0 | 0 | [10 empty] | 0
0 | 0 | 0 | 0 | [10 empty] | 0
0 | 0 | 0 | 0 | [10 empty] | 0
0 | 0 | 0 | 0 | [10 empty] | 0
0 | 0 | 0 | 0 | [10 empty] | 0
0 | 0 | 0 | 0 | [10 empty] | 0
0 | 0 | 0 | 0 | [10 empty] | 0
0 | 0 | 0 | 0 | [10 empty] | 0
0 | 0 | 0 | 0 | [10 empty] | 0
0 | 0 | 0 | 0 | [10 empty] | 0
0 | 0 | 0 | 0 | [10 empty] | 0
0 | 0 | 0 | 0 | [10 empty] | 0
0 | 0 | 0 | 0 | [10 empty] | 0
0 | 0 | 0 | 0 | [10 empty] | 0
0 | 0 | 0 | 0 | [10 empty] | 0
0 | 0 | 0 | 0 | [10 empty] | 0
0 | 0 | 0 | 0 | [10 empty] | 0
0 | 0 | 0 | 0 | [10 empty] | 0
0 | 0 | 0 | 0 | [10 empty] | 0
0 | 0 | 0 | 0 | [10 empty] | 0
0 | 0 | 0 | 0 | [10 empty] | 0
0 | 0 | 0 | 0 | [10 empty] | 0
0 | 0 | 0 | 0 | [10 empty] | 0
0 | 0 | 0 | 0 | [10 empty] | 0
0 | 0 | 0 | 0 | [10 empty] | 0
0 | 0 | 0 | 0 | [10 empty] | 0
0 | 0 | 0 | 0 | [10 empty] | 0
0 | 0 | 0 | 0 | [10 empty] | 0
0 | 0 | 0 | 0 | [10 empty] | 0
0 | 0 | 0 | 0 | [10 empty] | 0
0 | 0 | 0 | 0 | [10 empty] | 0
0 | 0 | 0 | 0 | [10 empty] | 0
0 | 0 | 0 | 0 | [10 empty] | 0
0 | 0 | 0 | 0 | [10 empty] | 0
0 | 0 | 0 | 0 | [10 empty] | 0
0 | 0 | 0 | 0 | [10 empty] | 0
0 | 0 | 0 | 0 | [10 empty] | 0
0 | 0 | 0 | 0 | [10 empty] | 0
0 | 0 | 0 | 0 | [10 empty] | 0
0 | 0 | 0 | 0 | [10 empty] | 0
0 | 0 | 0 | 0 | [10 empty] | 0
0 | 0 | 0 | 0 | [10 empty] | 0
0 | 0 | 0 | 0 | [10 empty] | 0
0 | 0 | 0 | 0 | [10 empty] | 0
0 | 0 | 0 | 0 | [10 empty] | 0
0 | 0 | 0 | 0 | [10 empty] | 0
0 | 0 | 0 | 0 | [10 empty] | 0
0 | 0 | 0 | 0 | [10 empty] | 0
0 | 0 | 0 | 0 | [10 empty] | 0
0 | 0 | 0 | 0 | [10 empty] | 0
0 | 0 | 0 | 0 | [10 empty] | 0
0 | 0 | 0 | 0 | [10 empty] | 0
0 | 0 | 0 | 0 | [10 empty] | 0
0 | 0 | 0 | 0 | [10 empty] | 0
0 | 0 | 0 | 0 | [10 empty] | 0
0 | 0 | 0 | 0 | [10 empty] | 0
0 | 0 | 0 | 0 | [10 empty] | 0
0 | 0 | 0 | 0 | [10 empty] | 0
0 | 0 | 0 | 0 | [10 empty] | 0
0 | 0 | 0 | 0 | [10 empty] | 0
0 | 0 | 0 | 0 | [10 empty] | 0
0 | 0 | 0 | 0 | [10 empty] | 0
0 | 0 | 0 | 0 | [10 empty] | 0
0 | 0 | 0 | 0 | [10 empty] | 0
0 | 0 | 0 | 0 | [10 empty] | 0
0 | 0 | 0 | 0 | [10 empty] | 0
0 | 0 | 0 | 0 | [10 empty] | 0
0 | 0 | 0 | 0 | [10 empty] | 0
0 | 0 | 0 | 0 | [10 empty] | 0
0 | 0 | 0 | 0 | [10 empty] | 0
0 | 0 | 0 | 0 | [10 empty] | 0
0 | 0 | 0 | 0 | [10 empty] | 0
0 | 0 | 0 | 0 | [10 empty] | 0
0 | 0 | 0 | 0 | [10 empty] | 0
0 | 0 | 0 | 0 | [10 empty] | 0
0 | 0 | 0 | 0 | [10 empty] | 0
0 | 0 | 0 | 0 | [10 empty] | 0
0 | 0 | 0 | 0 | [10 empty] | 0
0 | 0 | 0 | 0 | [10 empty] | 0
0 | 0 | 0 | 0 | [10 empty] | 0
0 | 0 | 0 | 0 | [10 empty] | 0
0 | 0 | 0 | 0 | [10 empty] | 0
0 | 0 | 0 | 0 | [10 empty] | 0
0 | 0 | 0 | 0 | [10 empty] | 0
0 | 0 | 0 | 0 | [10 empty] | 0
0 | 0 | 0 | 0 | [10 empty] | 0
0 | 0 | 0 | 0 | [10 empty] | 0
0 | 0 | 0 | 0 | [10 empty] | 0
0 | 0 | 0 | 0 | [10 empty] | 0
0 | 0 | 0 | 0 | [10 empty] | 0
0 | 0 | 0 | 0 | [10 empty] | 0
0 | 0 | 0 | 0 | [10 empty] | 0
0 | 0 | 0 | 0 | [10 empty] | 0
0 | 0 | 0 | 0 | [10 empty] | 0
0 | 0 | 0 | 0 | [10 empty] | 0
0 | 0 | 0 | 0 | [10 empty] | 0
0 | 0 | 0 | 0 | [10 empty] | 0
0 | 0 | 0 | 0 | [10 empty] | 0
0 | 0 | 0 | 0 | [10 empty] | 0
0 | 0 | 0 | 0 | [10 empty] | 0
0 | 0 | 0 | 0 | [10 empty] | 0
0 | 0 | 0 | 0 | [10 empty] | 0
0 | 0 | 0 | 0 | [10 empty] | 0
0 | 0 | 0 | 0 | [10 empty] | 0
0 | 0 | 0 | 0 | [10 empty] | 0
0 | 0 | 0 | 0 | [10 empty] | 0
0 | 0 | 0 | 0 | [10 empty] | 0
0 | 0 | 0 | 0 | [10 empty] | 0
0 | 0 | 0 | 0 | [10 empty] | 0
0 | 0 | 0 | 0 | [10 empty] | 0
0 | 0 | 0 | 0 | [10 empty] | 0
0 | 0 | 0 | 0 | [10 empty] | 0
0 | 0 | 0 | 0 | [10 empty] | 0
0 | 0 | 0 | 0 | [10 empty] | 0
0 | 0 | 0 | 0 | [10 empty] | 0
0 | 0 | 0 | 0 | [10 empty] | 0
0 | 0 | 0 | 0 | [10 empty] | 0
0 | 0 | 0 | 0 | [10 empty] | 0
0 | 0 | 0 | 0 | [10 empty] | 0
0 | 0 | 0 | 0 | [10 empty] | 0
0 | 0 | 0 | 0 | [10 empty] | 0
0 | 0 | 0 | 0 | [10 empty] | 0
0 | 0 | 0 | 0 | [10 empty] | 0
0 | 0 | 0 | 0 | [10 empty] | 0
0 | 0 | 0 | 0 | [10 empty] | 0
0 | 0 | 0 | 0 | [10 empty] | 0
0 | 0 | 0 | 0 | [10 empty] | 0
0 | 0 | 0 | 0 | [10 empty] | 0
0 | 0 | 0 | 0 | [10 empty] | 0
0 | 0 | 0 | 0 | [10 empty] | 0
0 | 0 | 0 | 0 | [10 empty] | 0
0 | 0 | 0 | 0 | [10 empty] | 0
0 | 0 | 0 | 0 | [10 empty] | 0
0 | 0 | 0 | 0 | [10 empty] | 0
0 | 0 | 0 | 0 | [10 empty] | 0
0 | 0 | 0 | 0 | [10 empty] | 0
0 | 0 | 0 | 0 | [10 empty] | 0
0 | 0 | 0 | 0 | [10 empty] | 0
0 | 0 | 0 | 0 | [10 empty] | 0
0 | 0 | 0 | 0 | [10 empty] | 0
0 | 0 | 0 | 0 | [10 empty] | 0
0 | 0 | 0 | 0 | [10 empty] | 0
0 | 0 | 0 | 0 | [10 empty] | 0
0 | 0 | 0 | 0 | [10 empty] | 0
0 | 0 | 0 | 0 | [10 empty] | 0
0 | 0 | 0 | 0 | [10 empty] | 0
0 | 0 | 0 | 0 | [10 empty] | 0
0 | 0 | 0 | 0 | [10 empty] | 0
0 | 0 | 0 | 0 | [10 empty] | 0
0 | 0 | 0 | 0 | [10 empty] | 0
0 | 0 | 0 | 0 | [10 empty] | 0
0 | 0 | 0 | 0 | [10 empty] | 0
0 | 0 | 0 | 0 | [10 empty] | 0
0 | 0 | 0 | 0 | [10 empty] | 0
0 | 0 | 0 | 0 | [10 empty] | 0
0 | 0 | 0 | 0 | [10 empty] | 0
0 | 0 | 0 | 0 | [10 empty] | 0
0 | 0 | 0 | 0 | [10 empty] | 0
0 | 0 | 0 | 0 | [10 empty] | 0
0 | 0 | 0 | 0 | [10 empty] | 0
0 | 0 | 0 | 0 | [10 empty] | 0
0 | 0 | 0 | 0 | [10 empty] | 0
0 | 0 | 0 | 0 | [10 empty] | 0
0 | 0 | 0 | 0 | [10 empty] | 0
0 | 0 | 0 | 0 | [10 empty] | 0
0 | 0 | 0 | 0 | [10 empty] | 0
0 | 0 | 0 | 0 | [10 empty] | 0
0 | 0 | 0 | 0 | [10 empty] | 0
0 | 0 | 0 | 0 | [10 empty] | 0
0 | 0 | 0 | 0 | [10 empty] | 0
0 | 0 | 0 | 0 | [10 empty] | 0
0 | 0 | 0 | 0 | [10 empty] | 0
0 | 0 | 0 | 0 | [10 empty] | 0
0 | 0 | 0 | 0 | [10 empty] | 0
0 | 0 | 0 | 0 | [10 empty] | 0
0 | 0 | 0 | 0 | [10 empty] | 0
0 | 0 | 0 | 0 | [10 empty] | 0
0 | 0 | 0 | 0 | [10 empty] | 0
0 | 0 | 0 | 0 | [10 empty] | 0
0 | 0 | 0 | 0 | [10 empty] | 0
0 | 0 | 0 | 0 | [10 empty] | 0
0 | 0 | 0 | 0 | [10 empty] | 0
0 | 0 | 0 | 0 | [10 empty] | 0
0 | 0 | 0 | 0 | [10 empty] | 0
0 | 0 | 0 | 0 | [10 empty] | 0
0 | 0 | 0 | 0 | [10 empty] | 0
0 | 0 | 0 | 0 | [10 empty] | 0
0 | 0 | 0 | 0 | [10 empty] | 0
0 | 0 | 0 | 0 | [10 empty] | 0
0 | 0 | 0 | 0 | [10 empty] | 0
0 | 0 | 0 | 0 | [10 empty] | 0
0 | 0 | 0 | 0 | [10 empty] | 0
0 | 0 | 0 | 0 | [10 empty] | 0
0 | 0 | 0 | 0 | [10 empty] | 0
0 | 0 | 0 | 0 | [10 empty] | 0
0 | 0 | 0 | 0 | [10 empty] | 0
0 | 0 | 0 | 0 | [10 empty] | 0
0 | 0 | 0 | 0 | [10 empty] | 0
0 | 0 | 0 | 0 | [10 empty] | 0
0 | 0 | 0 | 0 | [10 empty] | 0
0 | 0 | 0 | 0 | [10 empty] | 0
0 | 0 | 0 | 0 | [10 empty] | 0
0 | 0 | 0 | 0 | [10 empty] | 0
0 | 0 | 0 | 0 | [10 empty] | 0
0 | 0 | 0 | 0 | [10 empty] | 0
0 | 0 | 0 | 0 | [10 empty] | 0
0 | 0 | 0 | 0 | [10 empty] | 0
0 | 0 | 0 | 0 | [10 empty] | 0
0 | 0 | 0 | 0 | [10 empty] | 0
0 | 0 | 0 | 0 | [10 empty] | 0
0 | 0 | 0 | 0 | [10 empty] | 0
0 | 0 | 0 | 0 | [10 empty] | 0
0 | 0 | 0 | 0 | [10 empty] | 0
0 | 0 | 0 | 0 | [10 empty] | 0
0 | 0 | 0 | 0 | [10 empty] | 0
0 | 0 | 0 | 0 | [10 empty] | 0
0 | 0 | 0 | 0 | [10 empty] | 0
0 | 0 | 0 | 0 | [10 empty] | 0
0 | 0 | 0 | 0 | [10 empty] | 0
0 | 0 | 0 | 0 | [10 empty] | 0
0 | 0 | 0 | 0 | [10 empty] | 0
0 | 0 | 0 | 0 | [10 empty] | 0
0 | 0 | 0 | 0 | [10 empty] | 0
0 | 0 | 0 | 0 | [10 empty] | 0
0 | 0 | 0 | 0 | [10 empty] | 0
0 | 0 | 0 | 0 | [10 empty] | 0
0 | 0 | 0 | 0 | [10 empty] | 0
0 | 0 | 0 | 0 | [10 empty] | 0
0 | 0 | 0 | 0 | [10 empty] | 0
0 | 0 | 0 | 0 | [10 empty] | 0
0 | 0 | 0 | 0 | [10 empty] | 0
0 | 0 | 0 | 0 | [10 empty] | 0
0 | 0 | 0 | 0 | [10 empty] | 0
0 | 0 | 0 | 0 | [10 empty] | 0
0 | 0 | 0 | 0 | [10 empty] | 0
0 | 0 | 0 | 0 | [10 empty] | 0
0 | 0 | 0 | 0 | [10 empty] | 0
0 | 0 | 0 | 0 | [10 empty] | 0
0 | 0 | 0 | 0 | [10 empty] | 0
0 | 0 | 0 | 0 | [10 empty] | 0
0 | 0 | 0 | 0 | [10 empty] | 0
0 | 0 | 0 | 0 | [10 empty] | 0
0 | 0 | 0 | 0 | [10 empty] | 0
0 | 0 | 0 | 0 | [10 empty] | 0
0 | 0 | 0 | 0 | [10 empty] | 0
0 | 0 | 0 | 0 | [10 empty] | 0
0 | 0 | 0 | 0 | [10 empty] | 0
0 | 0 | 0 | 0 | [10 empty] | 0
0 | 0 | 0 | 0 | [10 empty] | 0
0 | 0 | 0 | 0 | [10 empty] | 0
0 | 0 | 0 | 0 | [10 empty] | 0
0 | 0 | 0 | 0 | [10 empty] | 0
0 | 0 | 0 | 0 | [10 empty] | 0
0 | 0 | 0 | 0 | [10 empty] | 0
0 | 0 | 0 | 0 | [10 empty] | 0
0 | 0 | 0 | 0 | [10 empty] | 0
0 | 0 | 0 | 0 | [10 empty] | 0
0 | 0 | 0 | 0 | [10 empty] | 0
0 | 0 | 0 | 0 | [10 empty] | 0
0 | 0 | 0 | 0 | [10 empty] | 0
0 | 0 | 0 | 0 | [10 empty] | 0
0 | 0 | 0 | 0 | [10 empty] | 0
0 | 0 | 0 | 0 | [10 empty] | 0
0 | 0 | 0 | 0 | [10 empty] | 0
0 | 0 | 0 | 0 | [10 empty] | 0
0 | 0 | 0 | 0 | [10 empty] | 0
0 | 0 | 0 | 0 | [10 empty] | 0
0 | 0 | 0 | 0 | [10 empty] | 0
0 | 0 | 0 | 0 | [10 empty] | 0
0 | 0 | 0 | 0 | [10 empty] | 0
0 | 0 | 0 | 0 | [10 empty] | 0
0 | 0 | 0 | 0 | [10 empty] | 0
0 | 0 | 0 | 0 | [10 empty] | 0
0 | 0 | 0 | 0 | [10 empty] | 0
0 | 0 | 0 | 0 | [10 empty] | 0
0 | 0 | 0 | 0 | [10 empty] | 0
0 | 0 | 0 | 0 | [10 empty] | 0
0 | 0 | 0 | 0 | [10 empty] | 0
0 | 0 | 0 | 0 | [10 empty] | 0
0 | 0 | 0 | 0 | [10 empty] | 0
0 | 0 | 0 | 0 | [10 empty] | 0
0 | 0 | 0 | 0 | [10 empty] | 0
0 | 0 | 0 | 0 | [10 empty] | 0
0 | 0 | 0 | 0 | [10 empty] | 0
0 | 0 | 0 | 0 | [10 empty] | 0
0 | 0 | 0 | 0 | [10 empty] | 0
0 | 0 | 0 | 0 | [10 empty] | 0
0 | 0 | 0 | 0 | [10 empty] | 0
0 | 0 | 0 | 0 | [10 empty] | 0
0 | 0 | 0 | 0 | [10 empty] | 0
0 | 0 | 0 | 0 | [10 empty] | 0
0 | 0 | 0 | 0 | [10 empty] | 0
0 | 0 | 0 | 0 | [10 empty] | 0
0 | 0 | 0 | 0 | [10 empty] | 0
0 | 0 | 0 | 0 | [10 empty] | 0
0 | 0 | 0 | 0 | [10 empty] | 0
0 | 0 | 0 | 0 | [10 empty] | 0
0 | 0 | 0 | 0 | [10 empty] | 0
0 | 0 | 0 | 0 | [10 empty] | 0
0 | 0 | 0 | 0 | [10 empty] | 0
0 | 0 | 0 | 0 | [10 empty] | 0
0 | 0 | 0 | 0 | [10 empty] | 0
0 | 0 | 0 | 0 | [10 empty] | 0
0 | 0 | 0 | 0 | [10 empty] | 0
0 | 0 | 0 | 0 | [10 empty] | 0
0 | 0 | 0 | 0 | [10 empty] | 0
0 | 0 | 0 | 0 | [10 empty] | 0
0 | 0 | 0 | 0 | [10 empty] | 0
0 | 0 | 0 | 0 | [10 empty] | 0
0 | 0 | 0 | 0 | [10 empty] | 0
0 | 0 | 0 | 0 | [10 empty] | 0
0 | 0 | 0 | 0 | [10 empty] | 0
0 | 0 | 0 | 0 | [10 empty] | 0
0 | 0 | 0 | 0 | [10 empty] | 0
0 | 0 | 0 | 0 | [10 empty] | 0
0 | 0 | 0 | 0 | [10 empty] | 0
0 | 0 | 0 | 0 | [10 empty] | 0
0 | 0 | 0 | 0 | [10 empty] | 0
0 | 0 | 0 | 0 | [10 empty] | 0
0 | 0 | 0 | 0 | [10 empty] | 0
0 | 0 | 0 | 0 | [10 empty] | 0
0 | 0 | 0 | 0 | [10 empty] | 0
0 | 0 | 0 | 0 | [10 empty] | 0
0 | 0 | 0 | 0 | [10 empty] | 0
0 | 0 | 0 | 0 | [10 empty] | 0
0 | 0 | 0 | 0 | [10 empty] | 0
0 | 0 | 0 | 0 | [10 empty] | 0
0 | 0 | 0 | 0 | [10 empty] | 0
0 | 0 | 0 | 0 | [10 empty] | 0
0 | 0 | 0 | 0 | [10 empty] | 0
0 | 0 | 0 | 0 | [10 empty] | 0
0 | 0 | 0 | 0 | [10 empty] | 0
0 | 0 | 0 | 0 | [10 empty] | 0
0 | 0 | 0 | 0 | [10 empty] | 0
0 | 0 | 0 | 0 | [10 empty] | 0
0 | 0 | 0 | 0 | [10 empty] | 0
0 | 0 | 0 | 0 | [10 empty] | 0
0 | 0 | 0 | 0 | [10 empty] | 0
0 | 0 | 0 | 0 | [10 empty] | 0
0 | 0 | 0 | 0 | [10 empty] | 0
0 | 0 | 0 | 0 | [10 empty] | 0
0 | 0 | 0 | 0 | [10 empty] | 0
0 | 0 | 0 | 0 | [10 empty] | 0
0 | 0 | 0 | 0 | [10 empty] | 0
0 | 0 | 0 | 0 | [10 empty] | 0
0 | 0 | 0 | 0 | [10 empty] | 0
0 | 0 | 0 | 0 | [10 empty] | 0
0 | 0 | 0 | 0 | [10 empty] | 0
0 | 0 | 0 | 0 | [10 empty] | 0
0 | 0 | 0 | 0 | [10 empty] | 0
0 | 0 | 0 | 0 | [10 empty] | 0
0 | 0 | 0 | 0 | [10 empty] | 0
0 | 0 | 0 | 0 | [10 empty] | 0
0 | 0 | 0 | 0 | [10 empty] | 0
0 | 0 | 0 | 0 | [10 empty] | 0
0 | 0 | 0 | 0 | [10 empty] | 0
0 | 0 | 0 | 0 | [10 empty] | 0
0 | 0 | 0 | 0 | [10 empty] | 0
0 | 0 | 0 | 0 | [10 empty] | 0
0 | 0 | 0 | 0 | [10 empty] | 0
0 | 0 | 0 | 0 | [10 empty] | 0
0 | 0 | 0 | 0 | [10 empty] | 0
0 | 0 | 0 | 0 | [10 empty] | 0
0 | 0 | 0 | 0 | [10 empty] | 0
0 | 0 | 0 | 0 | [10 empty] | 0
0 | 0 | 0 | 0 | [10 empty] | 0
0 | 0 | 0 | 0 | [10 empty] | 0
0 | 0 | 0 | 0 | [10 empty] | 0
0 | 0 | 0 | 0 | [10 empty] | 0
0 | 0 | 0 | 0 | [10 empty] | 0
0 | 0 | 0 | 0 | [10 empty] | 0
0 | 0 | 0 | 0 | [10 empty] | 0
0 | 0 | 0 | 0 | [10 empty] | 0
0 | 0 | 0 | 0 | [10 empty] | 0
0 | 0 | 0 | 0 | [10 empty] | 0
0 | 0 | 0 | 0 | [10 empty] | 0
0 | 0 | 0 | 0 | [10 empty] | 0
0 | 0 | 0 | 0 | [10 empty] | 0
0 | 0 | 0 | 0 | [10 empty] | 0
0 | 0 | 0 | 0 | [10 empty] | 0
0 | 0 | 0 | 0 | [10 empty] | 0
0 | 0 | 0 | 0 | [10 empty] | 0
0 | 0 | 0 | 0 | [10 empty] | 0
0 | 0 | 0 | 0 | [10 empty] | 0
0 | 0 | 0 | 0 | [10 empty] | 0
0 | 0 | 0 | 0 | [10 empty] | 0
0 | 0 | 0 | 0 | [10 empty] | 0
0 | 0 | 0 | 0 | [10 empty] | 0
0 | 0 | 0 | 0 | [10 empty] | 0
0 | 0 | 0 | 0 | [10 empty] | 0
0 | 0 | 0 | 0 | [10 empty] | 0
0 | 0 | 0 | 0 | [10 empty] | 0
0 | 0 | 0 | 0 | [10 empty] | 0
0 | 0 | 0 | 0 | [10 empty] | 0
0 | 0 | 0 | 0 | [10 empty] | 0
0 | 0 | 0 | 0 | [10 empty] | 0
0 | 0 | 0 | 0 | [10 empty] | 0
0 | 0 | 0 | 0 | [10 empty] | 0
0 | 0 | 0 | 0 | [10 empty] | 0
0 | 0 | 0 | 0 | [10 empty] | 0
0 | 0 | 0 | 0 | [10 empty] | 0
0 | 0 | 0 | 0 | [10 empty] | 0
0 | 0 | 0 | 0 | [10 empty] | 0
0 | 0 | 0 | 0 | [10 empty] | 0
0 | 0 | 0 | 0 | [10 empty] | 0
0 | 0 | 0 | 0 | [10 empty] | 0
0 | 0 | 0 | 0 | [10 empty] | 0
0 | 0 | 0 | 0 | [10 empty] | 0
0 | 0 | 0 | 0 | [10 empty] | 0
0 | 0 | 0 | 0 | [10 empty] | 0
0 | 0 | 0 | 0 | [10 empty] | 0
0 | 0 | 0 | 0 | [10 empty] | 0
0 | 0 | 0 | 0 | [10 empty] | 0
0 | 0 | 0 | 0 | [10 empty] | 0
0 | 0 | 0 | 0 | [10 empty] | 0
0 | 0 | 0 | 0 | [10 empty] | 0
0 | 0 | 0 | 0 | [10 empty] | 0
0 | 0 | 0 | 0 | [10 empty] | 0
0 | 0 | 0 | 0 | [10 empty] | 0
0 | 0 | 0 | 0 | [10 empty] | 0
0 | 0 | 0 | 0 | [10 empty] | 0
0 | 0 | 0 | 0 | [10 empty] | 0
0 | 0 | 0 | 0 | [10 empty] | 0
0 | 0 | 0 | 0 | [10 empty] | 0
0 | 0 | 0 | 0 | [10 empty] | 0
0 | 0 | 0 | 0 | [10 empty] | 0
0 | 0 | 0 | 0 | [10 empty] | 0
0 | 0 | 0 | 0 | [10 empty] | 0
0 | 0 | 0 | 0 | [10 empty] | 0
0 | 0 | 0 | 0 | [10 empty] | 0
0 | 0 | 0 | 0 | [10 empty] | 0
0 | 0 | 0 | 0 | [10 empty] | 0
0 | 0 | 0 | 0 | [10 empty] | 0
0 | 0 | 0 | 0 | [10 empty] | 0
0 | 0 | 0 | 0 | [10 empty] | 0
0 | 0 | 0 | 0 | [10 empty] | 0
0 | 0 | 0 | 0 | [10 empty] | 0
0 | 0 | 0 | 0 | [10 empty] | 0
0 | 0 | 0 | 0 | [10 empty] | 0
0 | 0 | 0 | 0 | [10 empty] | 0
0 | 0 | 0 | 0 | [10 empty] | 0
0 | 0 | 0 | 0 | [10 empty] | 0
0 | 0 | 0 | 0 | [10 empty] | 0
0 | 0 | 0 | 0 | [10 empty] | 0
0 | 0 | 0 | 0 | [10 empty] | 0
0 | 0 | 0 | 0 | [10 empty] | 0
0 | 0 | 0 | 0 | [10 empty] | 0
0 | 0 | 0 | 0 | [10 empty] | 0
0 | 0 | 0 | 0 | [10 empty] | 0
0 | 0 | 0 | 0 | [10 empty] | 0
0 | 0 | 0 | 0 | [10 empty] | 0
0 | 0 | 0 | 0 | [10 empty] | 0
0 | 0 | 0 | 0 | [10 empty] | 0
0 | 0 | 0 | 0 | [10 empty] | 0
0 | 0 | 0 | 0 | [10 empty] | 0
0 | 0 | 0 | 0 | [10 empty] | 0
0 | 0 | 0 | 0 | [10 empty] | 0
0 | 0 | 0 | 0 | [10 empty] | 0
0 | 0 | 0 | 0 | [10 empty] | 0
0 | 0 | 0 | 0 | [10 empty] | 0
0 | 0 | 0 | 0 | [10 empty] | 0
0 | 0 | 0 | 0 | [10 empty] | 0
0 | 0 | 0 | 0 | [10 empty] | 0
0 | 0 | 0 | 0 | [10 empty] | 0
0 | 0 | 0 | 0 | [10 empty] | 0
0 | 0 | 0 | 0 | [10 empty] | 0
0 | 0 | 0 | 0 | [10 empty] | 0
0 | 0 | 0 | 0 | [10 empty] | 0
0 | 0 | 0 | 0 | [10 empty] | 0
0 | 0 | 0 | 0 | [10 empty] | 0
0 | 0 | 0 | 0 | [10 empty] | 0
0 | 0 | 0 | 0 | [10 empty] | 0
0 | 0 | 0 | 0 | [10 empty] | 0
0 | 0 | 0 | 0 | [10 empty] | 0
0 | 0 | 0 | 0 | [10 empty] | 0
0 | 0 | 0 | 0 | [10 empty] | 0
0 | 0 | 0 | 0 | [10 empty] | 0
0 | 0 | 0 | 0 | [10 empty] | 0
0 | 0 | 0 | 0 | [10 empty] | 0
0 | 0 | 0 | 0 | [10 empty] | 0
0 | 0 | 0 | 0 | [10 empty] | 0
0 | 0 | 0 | 0 | [10 empty] | 0
0 | 0 | 0 | 0 | [10 empty] | 0
0 | 0 | 0 | 0 | [10 empty] | 0
0 | 0 | 0 | 0 | [10 empty] | 0
0 | 0 | 0 | 0 | [10 empty] | 0
0 | 0 | 0 | 0 | [10 empty] | 0
0 | 0 | 0 | 0 | [10 empty] | 0
0 | 0 | 0 | 0 | [10 empty] | 0
0 | 0 | 0 | 0 | [10 empty] | 0
0 | 0 | 0 | 0 | [10 empty] | 0
0 | 0 | 0 | 0 | [10 empty] | 0
0 | 0 | 0 | 0 | [10 empty] | 0
0 | 0 | 0 | 0 | [10 empty] | 0
0 | 0 | 0 | 0 | [10 empty] | 0
0 | 0 | 0 | 0 | [10 empty] | 0
0 | 0 | 0 | 0 | [10 empty] | 0
0 | 0 | 0 | 0 | [10 empty] | 0
0 | 0 | 0 | 0 | [10 empty] | 0
0 | 0 | 0 | 0 | [10 empty] | 0
0 | 0 | 0 | 0 | [10 empty] | 0
0 | 0 | 0 | 0 | [10 empty] | 0
0 | 0 | 0 | 0 | [10 empty] | 0
0 | 0 | 0 | 0 | [10 empty] | 0
0 | 0 | 0 | 0 | [10 empty] | 0
0 | 0 | 0 | 0 | [10 empty] | 0
0 | 0 | 0 | 0 | [10 empty] | 0
0 | 0 | 0 | 0 | [10 empty] | 0
0 | 0 | 0 | 0 | [10 empty] | 0
0 | 0 | 0 | 0 | [10 empty] | 0
0 | 0 | 0 | 0 | [10 empty] | 0
0 | 0 | 0 | 0 | [10 empty] | 0
0 | 0 | 0 | 0 | [10 empty] | 0
0 | 0 | 0 | 0 | [10 empty] | 0
0 | 0 | 0 | 0 | [10 empty] | 0
0 | 0 | 0 | 0 | [10 empty] | 0
0 | 0 | 0 | 0 | [10 empty] | 0
0 | 0 | 0 | 0 | [10 empty] | 0
0 | 0 | 0 | 0 | [10 empty] | 0
0 | 0 | 0 | 0 | [10 empty] | 0
0 | 0 | 0 | 0 | [10 empty] | 0
0 | 0 | 0 | 0 | [10 empty] | 0
0 | 0 | 0 | 0 | [10 empty] | 0
0 | 0 | 0 | 0 | [10 empty] | 0
0 | 0 | 0 | 0 | [10 empty] | 0
0 | 0 | 0 | 0 | [10 empty] | 0
0 | 0 | 0 | 0 | [10 empty] | 0
0 | 0 | 0 | 0 | [10 empty] | 0
0 | 0 | 0 | 0 | [10 empty] | 0
0 | 0 | 0 | 0 | [10 empty] | 0
0 | 0 | 0 | 0 | [10 empty] | 0
0 | 0 | 0 | 0 | [10 empty] | 0
0 | 0 | 0 | 0 | [10 empty] | 0
0 | 0 | 0 | 0 | [10 empty] | 0
0 | 0 | 0 | 0 | [10 empty] | 0
0 | 0 | 0 | 0 | [10 empty] | 0
0 | 0 | 0 | 0 | [10 empty] | 0
0 | 0 | 0 | 0 | [10 empty] | 0
0 | 0 | 0 | 0 | [10 empty] | 0
0 | 0 | 0 | 0 | [10 empty] | 0
0 | 0 | 0 | 0 | [10 empty] | 0
0 | 0 | 0 | 0 | [10 empty] | 0
0 | 0 | 0 | 0 | [10 empty] | 0
0 | 0 | 0 | 0 | [10 empty] | 0
0 | 0 | 0 | 0 | [10 empty] | 0
0 | 0 | 0 | 0 | [10 empty] | 0
0 | 0 | 0 | 0 | [10 empty] | 0
0 | 0 | 0 | 0 | [10 empty] | 0
0 | 0 | 0 | 0 | [10 empty] | 0
0 | 0 | 0 | 0 | [10 empty] | 0
0 | 0 | 0 | 0 | [10 empty] | 0
0 | 0 | 0 | 0 | [10 empty] | 0
0 | 0 | 0 | 0 | [10 empty] | 0
0 | 0 | 0 | 0 | [10 empty] | 0
0 | 0 | 0 | 0 | [10 empty] | 0
0 | 0 | 0 | 0 | [10 empty] | 0
0 | 0 | 0 | 0 | [10 empty] | 0
0 | 0 | 0 | 0 | [10 empty] | 0
0 | 0 | 0 | 0 | [10 empty] | 0
0 | 0 | 0 | 0 | [10 empty] | 0
0 | 0 | 0 | 0 | [10 empty] | 0
0 | 0 | 0 | 0 | [10 empty] | 0
0 | 0 | 0 | 0 | [10 empty] | 0
0 | 0 | 0 | 0 | [10 empty] | 0
0 | 0 | 0 | 0 | [10 empty] | 0
0 | 0 | 0 | 0 | [10 empty] | 0
0 | 0 | 0 | 0 | [10 empty] | 0
0 | 0 | 0 | 0 | [10 empty] | 0
0 | 0 | 0 | 0 | [10 empty] | 0
0 | 0 | 0 | 0 | [10 empty] | 0
0 | 0 | 0 | 0 | [10 empty] | 0
0 | 0 | 0 | 0 | [10 empty] | 0
0 | 0 | 0 | 0 | [10 empty] | 0
0 | 0 | 0 | 0 | [10 empty] | 0
0 | 0 | 0 | 0 | [10 empty] | 0
0 | 0 | 0 | 0 | [10 empty] | 0
0 | 0 | 0 | 0 | [10 empty] | 0
0 | 0 | 0 | 0 | [10 empty] | 0
0 | 0 | 0 | 0 | [10 empty] | 0
0 | 0 | 0 | 0 | [10 empty] | 0
0 | 0 | 0 | 0 | [10 empty] | 0
0 | 0 | 0 | 0 | [10 empty] | 0
0 | 0 | 0 | 0 | [10 empty] | 0
0 | 0 | 0 | 0 | [10 empty] | 0
0 | 0 | 0 | 0 | [10 empty] | 0
0 | 0 | 0 | 0 | [10 empty] | 0
0 | 0 | 0 | 0 | [10 empty] | 0
0 | 0 | 0 | 0 | [10 empty] | 0
0 | 0 | 0 | 0 | [10 empty] | 0
0 | 0 | 0 | 0 | [10 empty] | 0
0 | 0 | 0 | 0 | [10 empty] | 0
0 | 0 | 0 | 0 | [10 empty] | 0
0 | 0 | 0 | 0 | [10 empty] | 0
0 | 0 | 0 | 0 | [10 empty] | 0
0 | 0 | 0 | 0 | [10 empty] | 0
0 | 0 | 0 | 0 | [10 empty] | 0
0 | 0 | 0 | 0 | [10 empty] | 0
0 | 0 | 0 | 0 | [10 empty] | 0
0 | 0 | 0 | 0 | [10 empty] | 0
0 | 0 | 0 | 0 | [10 empty] | 0
0 | 0 | 0 | 0 | [10 empty] | 0
0 | 0 | 0 | 0 | [10 empty] | 0
0 | 0 | 0 | 0 | [10 empty] | 0
0 | 0 | 0 | 0 | [10 empty] | 0
0 | 0 | 0 | 0 | [10 empty] | 0
0 | 0 | 0 | 0 | [10 empty] | 0
0 | 0 | 0 | 0 | [10 empty] | 0
0 | 0 | 0 | 0 | [10 empty] | 0
0 | 0 | 0 | 0 | [10 empty] | 0
0 | 0 | 0 | 0 | [10 empty] | 0
0 | 0 | 0 | 0 | [10 empty] | 0
0 | 0 | 0 | 0 | [10 empty] | 0
0 | 0 | 0 | 0 | [10 empty] | 0
0 | 0 | 0 | 0 | [10 empty] | 0
0 | 0 | 0 | 0 | [10 empty] | 0
0 | 0 | 0 | 0 | [10 empty] | 0
0 | 0 | 0 | 0 | [10 empty] | 0
0 | 0 | 0 | 0 | [10 empty] | 0
0 | 0 | 0 | 0 | [10 empty] | 0
0 | 0 | 0 | 0 | [10 empty] | 0
0 | 0 | 0 | 0 | [10 empty] | 0
0 | 0 | 0 | 0 | [10 empty] | 0
0 | 0 | 0 | 0 | [10 empty] | 0
0 | 0 | 0 | 0 | [10 empty] | 0
0 | 0 | 0 | 0 | [10 empty] | 0
0 | 0 | 0 | 0 | [10 empty] | 0
0 | 0 | 0 | 0 | [10 empty] | 0
0 | 0 | 0 | 0 | [10 empty] | 0
0 | 0 | 0 | 0 | [10 empty] | 0
0 | 0 | 0 | 0 | [10 empty] | 0
0 | 0 | 0 | 0 | [10 empty] | 0
0 | 0 | 0 | 0 | [10 empty] | 0
0 | 0 | 0 | 0 | [10 empty] | 0
0 | 0 | 0 | 0 | [10 empty] | 0
0 | 0 | 0 | 0 | [10 empty] | 0
0 | 0 | 0 | 0 | [10 empty] | 0
0 | 0 | 0 | 0 | [10 empty] | 0
0 | 0 | 0 | 0 | [10 empty] | 0
0 | 0 | 0 | 0 | [10 empty] | 0
0 | 0 | 0 | 0 | [10 empty] | 0
0 | 0 | 0 | 0 | [10 empty] | 0
0 | 0 | 0 | 0 | [10 empty] | 0
0 | 0 | 0 | 0 | [10 empty] | 0
0 | 0 | 0 | 0 | [10 empty] | 0
0 | 0 | 0 | 0 | [10 empty] | 0
0 | 0 | 0 | 0 | [10 empty] | 0
0 | 0 | 0 | 0 | [10 empty] | 0
0 | 0 | 0 | 0 | [10 empty] | 0
0 | 0 | 0 | 0 | [10 empty] | 0
0 | 0 | 0 | 0 | [10 empty] | 0
0 | 0 | 0 | 0 | [10 empty] | 0
0 | 0 | 0 | 0 | [10 empty] | 0
0 | 0 | 0 | 0 | [10 empty] | 0
0 | 0 | 0 | 0 | [10 empty] | 0
0 | 0 | 0 | 0 | [10 empty] | 0
0 | 0 | 0 | 0 | [10 empty] | 0
0 | 0 | 0 | 0 | [10 empty] | 0
0 | 0 | 0 | 0 | [10 empty] | 0
0 | 0 | 0 | 0 | [10 empty] | 0
0 | 0 | 0 | 0 | [10 empty] | 0
0 | 0 | 0 | 0 | [10 empty] | 0
0 | 0 | 0 | 0 | [10 empty] | 0
0 | 0 | 0 | 0 | [10 empty] | 0
0 | 0 | 0 | 0 | [10 empty] | 0
0 | 0 | 0 | 0 | [10 empty] | 0
0 | 0 | 0 | 0 | [10 empty] | 0
0 | 0 | 0 | 0 | [10 empty] | 0
0 | 0 | 0 | 0 | [10 empty] | 0
0 | 0 | 0 | 0 | [10 empty] | 0
0 | 0 | 0 | 0 | [10 empty] | 0
0 | 0 | 0 | 0 | [10 empty] | 0
0 | 0 | 0 | 0 | [10 empty] | 0
0 | 0 | 0 | 0 | [10 empty] | 0
0 | 0 | 0 | 0 | [10 empty] | 0
0 | 0 | 0 | 0 | [10 empty] | 0
0 | 0 | 0 | 0 | [10 empty] | 0
0 | 0 | 0 | 0 | [10 empty] | 0
0 | 0 | 0 | 0 | [10 empty] | 0
0 | 0 | 0 | 0 | [10 empty] | 0
0 | 0 | 0 | 0 | [10 empty] | 0
0 | 0 | 0 | 0 | [10 empty] | 0
0 | 0 | 0 | 0 | [10 empty] | 0
0 | 0 | 0 | 0 | [10 empty] | 0
0 | 0 | 0 | 0 | [10 empty] | 0
0 | 0 | 0 | 0 | [10 empty] | 0
0 | 0 | 0 | 0 | [10 empty] | 0
0 | 0 | 0 | 0 | [10 empty] | 0
0 | 0 | 0 | 0 | [10 empty] | 0
0 | 0 | 0 | 0 | [10 empty] | 0
0 | 0 | 0 | 0 | [10 empty] | 0
0 | 0 | 0 | 0 | [10 empty] | 0
0 | 0 | 0 | 0 | [10 empty] | 0
0 | 0 | 0 | 0 | [10 empty] | 0
0 | 0 | 0 | 0 | [10 empty] | 0
0 | 0 | 0 | 0 | [10 empty] | 0
0 | 0 | 0 | 0 | [10 empty] | 0
0 | 0 | 0 | 0 | [10 empty] | 0
0 | 0 | 0 | 0 | [10 empty] | 0
0 | 0 | 0 | 0 | [10 empty] | 0
0 | 0 | 0 | 0 | [10 empty] | 0
0 | 0 | 0 | 0 | [10 empty] | 0
0 | 0 | 0 | 0 | [10 empty] | 0
0 | 0 | 0 | 0 | [10 empty] | 0
0 | 0 | 0 | 0 | [10 empty] | 0
0 | 0 | 0 | 0 | [10 empty] | 0
0 | 0 | 0 | 0 | [10 empty] | 0
0 | 0 | 0 | 0 | [10 empty] | 0
0 | 0 | 0 | 0 | [10 empty] | 0
0 | 0 | 0 | 0 | [10 empty] | 0
0 | 0 | 0 | 0 | [10 empty] | 0
0 | 0 | 0 | 0 | [10 empty] | 0
0 | 0 | 0 | 0 | [10 empty] | 0
0 | 0 | 0 | 0 | [10 empty] | 0
0 | 0 | 0 | 0 | [10 empty] | 0
0 | 0 | 0 | 0 | [10 empty] | 0
0 | 0 | 0 | 0 | [10 empty] | 0
0 | 0 | 0 | 0 | [10 empty] | 0
0 | 0 | 0 | 0 | [10 empty] | 0
0 | 0 | 0 | 0 | [10 empty] | 0
0 | 0 | 0 | 0 | [10 empty] | 0
0 | 0 | 0 | 0 | [10 empty] | 0
0 | 0 | 0 | 0 | [10 empty] | 0
0 | 0 | 0 | 0 | [10 empty] | 0
0 | 0 | 0 | 0 | [10 empty] | 0
0 | 0 | 0 | 0 | [10 empty] | 0
0 | 0 | 0 | 0 | [10 empty] | 0
0 | 0 | 0 | 0 | [10 empty] | 0
0 | 0 | 0 | 0 | [10 empty] | 0
0 | 0 | 0 | 0 | [10 empty] | 0
0 | 0 | 0 | 0 | [10 empty] | 0
0 | 0 | 0 | 0 | [10 empty] | 0
0 | 0 | 0 | 0 | [10 empty] | 0
0 | 0 | 0 | 0 | [10 empty] | 0
0 | 0 | 0 | 0 | [10 empty] | 0
0 | 0 | 0 | 0 | [10 empty] | 0
0 | 0 | 0 | 0 | [10 empty] | 0
0 | 0 | 0 | 0 | [10 empty] | 0
0 | 0 | 0 | 0 | [10 empty] | 0
0 | 0 | 0 | 0 | [10 empty] | 0
0 | 0 | 0 | 0 | [10 empty] | 0
0 | 0 | 0 | 0 | [10 empty] | 0
0 | 0 | 0 | 0 | [10 empty] | 0
0 | 0 | 0 | 0 | [10 empty] | 0
0 | 0 | 0 | 0 | [10 empty] | 0
0 | 0 | 0 | 0 | [10 empty] | 0
0 | 0 | 0 | 0 | [10 empty] | 0
0 | 0 | 0 | 0 | [10 empty] | 0
0 | 0 | 0 | 0 | [10 empty] | 0
0 | 0 | 0 | 0 | [10 empty] | 0
0 | 0 | 0 | 0 | [10 empty] | 0
0 | 0 | 0 | 0 | [10 empty] | 0
0 | 0 | 0 | 0 | [10 empty] | 0
0 | 0 | 0 | 0 | [10 empty] | 0
0 | 0 | 0 | 0 | [10 empty] | 0
0 | 0 | 0 | 0 | [10 empty] | 0
0 | 0 | 0 | 0 | [10 empty] | 0
0 | 0 | 0 | 0 | [10 empty] | 0
0 | 0 | 0 | 0 | [10 empty] | 0
0 | 0 | 0 | 0 | [10 empty] | 0
0 | 0 | 0 | 0 | [10 empty] | 0
0 | 0 | 0 | 0 | [10 empty] | 0
0 | 0 | 0 | 0 | [10 empty] | 0
0 | 0 | 0 | 0 | [10 empty] | 0
0 | 0 | 0 | 0 | [10 empty] | 0
0 | 0 | 0 | 0 | [10 empty] | 0
0 | 0 | 0 | 0 | [10 empty] | 0
0 | 0 | 0 | 0 | [10 empty] | 0
0 | 0 | 0 | 0 | [10 empty] | 0
0 | 0 | 0 | 0 | [10 empty] | 0
0 | 0 | 0 | 0 | [10 empty] | 0
0 | 0 | 0 | 0 | [10 empty] | 0
0 | 0 | 0 | 0 | [10 empty] | 0
0 | 0 | 0 | 0 | [10 empty] | 0
0 | 0 | 0 | 0 | [10 empty] | 0
0 | 0 | 0 | 0 | [10 empty] | 0
0 | 0 | 0 | 0 | [10 empty] | 0
0 | 0 | 0 | 0 | [10 empty] | 0
0 | 0 | 0 | 0 | [10 empty] | 0
0 | 0 | 0 | 0 | [10 empty] | 0
0 | 0 | 0 | 0 | [10 empty] | 0
0 | 0 | 0 | 0 | [10 empty] | 0
0 | 0 | 0 | 0 | [10 empty] | 0
0 | 0 | 0 | 0 | [10 empty] | 0
0 | 0 | 0 | 0 | [10 empty] | 0
0 | 0 | 0 | 0 | [10 empty] | 0
0 | 0 | 0 | 0 | [10 empty] | 0
0 | 0 | 0 | 0 | [10 empty] | 0
0 | 0 | 0 | 0 | [10 empty] | 0
0 | 0 | 0 | 0 | [10 empty] | 0
0 | 0 | 0 | 0 | [10 empty] | 0
0 | 0 | 0 | 0 | [10 empty] | 0
0 | 0 | 0 | 0 | [10 empty] | 0
0 | 0 | 0 | 0 | [10 empty] | 0
0 | 0 | 0 | 0 | [10 empty] | 0
0 | 0 | 0 | 0 | [10 empty] | 0
0 | 0 | 0 | 0 | [10 empty] | 0
0 | 0 | 0 | 0 | [10 empty] | 0
0 | 0 | 0 | 0 | [10 empty] | 0
0 | 0 | 0 | 0 | [10 empty] | 0
0 | 0 | 0 | 0 | [10 empty] | 0
0 | 0 | 0 | 0 | [10 empty] | 0
0 | 0 | 0 | 0 | [10 empty] | 0
0 | 0 | 0 | 0 | [10 empty] | 0
0 | 0 | 0 | 0 | [10 empty] | 0
0 | 0 | 0 | 0 | [10 empty] | 0
0 | 0 | 0 | 0 | [10 empty] | 0
0 | 0 | 0 | 0 | [10 empty] | 0
0 | 0 | 0 | 0 | [10 empty] | 0
0 | 0 | 0 | 0 | [10 empty] | 0
0 | 0 | 0 | 0 | [10 empty] | 0
0 | 0 | 0 | 0 | [10 empty] | 0
0 | 0 | 0 | 0 | [10 empty] | 0
0 | 0 | 0 | 0 | [10 empty] | 0
0 | 0 | 0 | 0 | [10 empty] | 0
0 | 0 | 0 | 0 | [10 empty] | 0
0 | 0 | 0 | 0 | [10 empty] | 0
0 | 0 | 0 | 0 | [10 empty] | 0
0 | 0 | 0 | 0 | [10 empty] | 0
0 | 0 | 0 | 0 | [10 empty] | 0
0 | 0 | 0 | 0 | [10 empty] | 0
0 | 0 | 0 | 0 | [10 empty] | 0
0 | 0 | 0 | 0 | [10 empty] | 0
0 | 0 | 0 | 0 | [10 empty] | 0
0 | 0 | 0 | 0 | [10 empty] | 0
0 | 0 | 0 | 0 | [10 empty] | 0
0 | 0 | 0 | 0 | [10 empty] | 0
0 | 0 | 0 | 0 | [10 empty] | 0
0 | 0 | 0 | 0 | [10 empty] | 0
0 | 0 | 0 | 0 | [10 empty] | 0
0 | 0 | 0 | 0 | [10 empty] | 0
0 | 0 | 0 | 0 | [10 empty] | 0
0 | 0 | 0 | 0 | [10 empty] | 0
0 | 0 | 0 | 0 | [10 empty] | 0
0 | 0 | 0 | 0 | [10 empty] | 0
0 | 0 | 0 | 0 | [10 empty] | 0
0 | 0 | 0 | 0 | [10 empty] | 0
0 | 0 | 0 | 0 | [10 empty] | 0
0 | 0 | 0 | 0 | [10 empty] | 0
0 | 0 | 0 | 0 | [10 empty] | 0
0 | 0 | 0 | 0 | [10 empty] | 0
0 | 0 | 0 | 0 | [10 empty] | 0
0 | 0 | 0 | 0 | [10 empty] | 0
0 | 0 | 0 | 0 | [10 empty] | 0
0 | 0 | 0 | 0 | [10 empty] | 0
0 | 0 | 0 | 0 | [10 empty] | 0
0 | 0 | 0 | 0 | [10 empty] | 0
0 | 0 | 0 | 0 | [10 empty] | 0
0 | 0 | 0 | 0 | [10 empty] | 0
0 | 0 | 0 | 0 | [10 empty] | 0
0 | 0 | 0 | 0 | [10 empty] | 0
0 | 0 | 0 | 0 | [10 empty] | 0
0 | 0 | 0 | 0 | [10 empty] | 0
0 | 0 | 0 | 0 | [10 empty] | 0
0 | 0 | 0 | 0 | [10 empty] | 0
0 | 0 | 0 | 0 | [10 empty] | 0
0 | 0 | 0 | 0 | [10 empty] | 0
0 | 0 | 0 | 0 | [10 empty] | 0
0 | 0 | 0 | 0 | [10 empty] | 0
0 | 0 | 0 | 0 | [10 empty] | 0
0 | 0 | 0 | 0 | [10 empty] | 0
0 | 0 | 0 | 0 | [10 empty] | 0
0 | 0 | 0 | 0 | [10 empty] | 0
0 | 0 | 0 | 0 | [10 empty] | 0
0 | 0 | 0 | 0 | [10 empty] | 0
0 | 0 | 0 | 0 | [10 empty] | 0
0 | 0 | 0 | 0 | [10 empty] | 0
0 | 0 | 0 | 0 | [10 empty] | 0
0 | 0 | 0 | 0 | [10 empty] | 0
0 | 0 | 0 | 0 | [10 empty] | 0
0 | 0 | 0 | 0 | [10 empty] | 0
0 | 0 | 0 | 0 | [10 empty] | 0
0 | 0 | 0 | 0 | [10 empty] | 0
0 | 0 | 0 | 0 | [10 empty] | 0
0 | 0 | 0 | 0 | [10 empty] | 0
0 | 0 | 0 | 0 | [10 empty] | 0
0 | 0 | 0 | 0 | [10 empty] | 0
0 | 0 | 0 | 0 | [10 empty] | 0
0 | 0 | 0 | 0 | [10 empty] | 0
0 | 0 | 0 | 0 | [10 empty] | 0
0 | 0 | 0 | 0 | [10 empty] | 0
0 | 0 | 0 | 0 | [10 empty] | 0
0 | 0 | 0 | 0 | [10 empty] | 0
0 | 0 | 0 | 0 | [10 empty] | 0
0 | 0 | 0 | 0 | [10 empty] | 0
0 | 0 | 0 | 0 | [10 empty] | 0
0 | 0 | 0 | 0 | [10 empty] | 0
0 | 0 | 0 | 0 | [10 empty] | 0
0 | 0 | 0 | 0 | [10 empty] | 0
0 | 0 | 0 | 0 | [10 empty] | 0
0 | 0 | 0 | 0 | [10 empty] | 0
0 | 0 | 0 | 0 | [10 empty] | 0
0 | 0 | 0 | 0 | [10 empty] | 0
0 | 0 | 0 | 0 | [10 empty] | 0
0 | 0 | 0 | 0 | [10 empty] | 0
0 | 0 | 0 | 0 | [10 empty] | 0
0 | 0 | 0 | 0 | [10 empty] | 0
0 | 0 | 0 | 0 | [10 empty] | 0
0 | 0 | 0 | 0 | [10 empty] | 0
0 | 0 | 0 | 0 | [10 empty] | 0
0 | 0 | 0 | 0 | [10 empty] | 0
0 | 0 | 0 | 0 | [10 empty] | 0
0 | 0 | 0 | 0 | [10 empty] | 0
0 | 0 | 0 | 0 | [10 empty] | 0
0 | 0 | 0 | 0 | [10 empty] | 0
0 | 0 | 0 | 0 | [10 empty] | 0
0 | 0 | 0 | 0 | [10 empty] | 0
0 | 0 | 0 | 0 | [10 empty] | 0
0 | 0 | 0 | 0 | [10 empty] | 0
0 | 0 | 0 | 0 | [10 empty] | 0
0 | 0 | 0 | 0 | [10 empty] | 0
0 | 0 | 0 | 0 | [10 empty] | 0
0 | 0 | 0 | 0 | [10 empty] | 0
0 | 0 | 0 | 0 | [10 empty] | 0
0 | 0 | 0 | 0 | [10 empty] | 0
0 | 0 | 0 | 0 | [10 empty] | 0
0 | 0 | 0 | 0 | [10 empty] | 0
0 | 0 | 0 | 0 | [10 empty] | 0
0 | 0 | 0 | 0 | [10 empty] | 0
0 | 0 | 0 | 0 | [10 empty] | 0
0 | 0 | 0 | 0 | [10 empty] | 0
0 | 0 | 0 | 0 | [10 empty] | 0
0 | 0 | 0 | 0 | [10 empty] | 0
0 | 0 | 0 | 0 | [10 empty] | 0
0 | 0 | 0 | 0 | [10 empty] | 0
0 | 0 | 0 | 0 | [10 empty] | 0
0 | 0 | 0 | 0 | [10 empty] | 0
0 | 0 | 0 | 0 | [10 empty] | 0
0 | 0 | 0 | 0 | [10 empty] | 0
0 | 0 | 0 | 0 | [10 empty] | 0
0 | 0 | 0 | 0 | [10 empty] | 0
0 | 0 | 0 | 0 | [10 empty] | 0
0 | 0 | 0 | 0 | [10 empty] | 0
0 | 0 | 0 | 0 | [10 empty] | 0
0 | 0 | 0 | 0 | [10 empty] | 0
0 | 0 | 0 | 0 | [10 empty] | 0
0 | 0 | 0 | 0 | [10 empty] | 0
0 | 0 | 0 | 0 | [10 empty] | 0
0 | 0 | 0 | 0 | [10 empty] | 0
0 | 0 | 0 | 0 | [10 empty] | 0
0 | 0 | 0 | 0 | [10 empty] | 0
0 | 0 | 0 | 0 | [10 empty] | 0
0 | 0 | 0 | 0 | [10 empty] | 0
0 | 0 | 0 | 0 | [10 empty] | 0
0 | 0 | 0 | 0 | [10 empty] | 0
0 | 0 | 0 | 0 | [10 empty] | 0
0 | 0 | 0 | 0 | [10 empty] | 0
0 | 0 | 0 | 0 | [10 empty] | 0
0 | 0 | 0 | 0 | [10 empty] | 0
0 | 0 | 0 | 0 | [10 empty] | 0
0 | 0 | 0 | 0 | [10 empty] | 0
0 | 0 | 0 | 0 | [10 empty] | 0
0 | 0 | 0 | 0 | [10 empty] | 0
0 | 0 | 0 | 0 | [10 empty] | 0
0 | 0 | 0 | 0 | [10 empty] | 0
0 | 0 | 0 | 0 | [10 empty] | 0
0 | 0 | 0 | 0 | [10 empty] | 0
0 | 0 | 0 | 0 | [10 empty] | 0
0 | 0 | 0 | 0 | [10 empty] | 0
0 | 0 | 0 | 0 | [10 empty] | 0
0 | 0 | 0 | 0 | [10 empty] | 0
0 | 0 | 0 | 0 | [10 empty] | 0
0 | 0 | 0 | 0 | [10 empty] | 0
0 | 0 | 0 | 0 | [10 empty] | 0
0 | 0 | 0 | 0 | [10 empty] | 0
0 | 0 | 0 | 0 | [10 empty] | 0
0 | 0 | 0 | 0 | [10 empty] | 0
0 | 0 | 0 | 0 | [10 empty] | 0
0 | 0 | 0 | 0 | [10 empty] | 0
0 | 0 | 0 | 0 | [10 empty] | 0
0 | 0 | 0 | 0 | [10 empty] | 0
0 | 0 | 0 | 0 | [10 empty] | 0
0 | 0 | 0 | 0 | [10 empty] | 0
0 | 0 | 0 | 0 | [10 empty] | 0
0 | 0 | 0 | 0 | [10 empty] | 0
0 | 0 | 0 | 0 | [10 empty] | 0
0 | 0 | 0 | 0 | [10 empty] | 0
0 | 0 | 0 | 0 | [10 empty] | 0
0 | 0 | 0 | 0 | [10 empty] | 0
0 | 0 | 0 | 0 | [10 empty] | 0
0 | 0 | 0 | 0 | [10 empty] | 0
0 | 0 | 0 | 0 | [10 empty] | 0
0 | 0 | 0 | 0 | [10 empty] | 0
0 | 0 | 0 | 0 | [10 empty] | 0
0 | 0 | 0 | 0 | [10 empty] | 0
0 | 0 | 0 | 0 | [10 empty] | 0
0 | 0 | 0 | 0 | [10 empty] | 0
0 | 0 | 0 | 0 | [10 empty] | 0
0 | 0 | 0 | 0 | [10 empty] | 0
0 | 0 | 0 | 0 | [10 empty] | 0
0 | 0 | 0 | 0 | [10 empty] | 0
0 | 0 | 0 | 0 | [10 empty] | 0
0 | 0 | 0 | 0 | [10 empty] | 0
0 | 0 | 0 | 0 | [10 empty] | 0
0 | 0 | 0 | 0 | [10 empty] | 0
0 | 0 | 0 | 0 | [10 empty] | 0
0 | 0 | 0 | 0 | [10 empty] | 0
0 | 0 | 0 | 0 | [10 empty] | 0
0 | 0 | 0 | 0 | [10 empty] | 0
0 | 0 | 0 | 0 | [10 empty] | 0
0 | 0 | 0 | 0 | [10 empty] | 0
0 | 0 | 0 | 0 | [10 empty] | 0
0 | 0 | 0 | 0 | [10 empty] | 0
0 | 0 | 0 | 0 | [10 empty] | 0
0 | 0 | 0 | 0 | [10 empty] | 0
0 | 0 | 0 | 0 | [10 empty] | 0
0 | 0 | 0 | 0 | [10 empty] | 0
0 | 0 | 0 | 0 | [10 empty] | 0
0 | 0 | 0 | 0 | [10 empty] | 0
0 | 0 | 0 | 0 | [10 empty] | 0
0 | 0 | 0 | 0 | [10 empty] | 0
0 | 0 | 0 | 0 | [10 empty] | 0
0 | 0 | 0 | 0 | [10 empty] | 0
0 | 0 | 0 | 0 | [10 empty] | 0
0 | 0 | 0 | 0 | [10 empty] | 0
0 | 0 | 0 | 0 | [10 empty] | 0
0 | 0 | 0 | 0 | [10 empty] | 0
0 | 0 | 0 | 0 | [10 empty] | 0
0 | 0 | 0 | 0 | [10 empty] | 0
0 | 0 | 0 | 0 | [10 empty] | 0
0 | 0 | 0 | 0 | [10 empty] | 0
0 | 0 | 0 | 0 | [10 empty] | 0
0 | 0 | 0 | 0 | [10 empty] | 0
0 | 0 | 0 | 0 | [10 empty] | 0
0 | 0 | 0 | 0 | [10 empty] | 0
0 | 0 | 0 | 0 | [10 empty] | 0
0 | 0 | 0 | 0 | [10 empty] | 0
0 | 0 | 0 | 0 | [10 empty] | 0
0 | 0 | 0 | 0 | [10 empty] | 0
0 | 0 | 0 | 0 | [10 empty] | 0
0 | 0 | 0 | 0 | [10 empty] | 0
0 | 0 | 0 | 0 | [10 empty] | 0
0 | 0 | 0 | 0 | [10 empty] | 0
0 | 0 | 0 | 0 | [10 empty] | 0
0 | 0 | 0 | 0 | [10 empty] | 0
0 | 0 | 0 | 0 | [10 empty] | 0
0 | 0 | 0 | 0 | [10 empty] | 0
0 | 0 | 0 | 0 | [10 empty] | 0
0 | 0 | 0 | 0 | [10 empty] | 0
0 | 0 | 0 | 0 | [10 empty] | 0
0 | 0 | 0 | 0 | [10 empty] | 0
0 | 0 | 0 | 0 | [10 empty] | 0
0 | 0 | 0 | 0 | [10 empty] | 0
0 | 0 | 0 | 0 | [10 empty] | 0
0 | 0 | 0 | 0 | [10 empty] | 0
0 | 0 | 0 | 0 | [10 empty] | 0
0 | 0 | 0 | 0 | [10 empty] | 0
0 | 0 | 0 | 0 | [10 empty] | 0
0 | 0 | 0 | 0 | [10 empty] | 0
0 | 0 | 0 | 0 | [10 empty] | 0
0 | 0 | 0 | 0 | [10 empty] | 0
0 | 0 | 0 | 0 | [10 empty] | 0
0 | 0 | 0 | 0 | [10 empty] | 0
0 | 0 | 0 | 0 | [10 empty] | 0
0 | 0 | 0 | 0 | [10 empty] | 0
0 | 0 | 0 | 0 | [10 empty] | 0
0 | 0 | 0 | 0 | [10 empty] | 0
0 | 0 | 0 | 0 | [10 empty] | 0
0 | 0 | 0 | 0 | [10 empty] | 0
0 | 0 | 0 | 0 | [10 empty] | 0
0 | 0 | 0 | 0 | [10 empty] | 0
0 | 0 | 0 | 0 | [10 empty] | 0
0 | 0 | 0 | 0 | [10 empty] | 0
0 | 0 | 0 | 0 | [10 empty] | 0
0 | 0 | 0 | 0 | [10 empty] | 0
0 | 0 | 0 | 0 | [10 empty] | 0
0 | 0 | 0 | 0 | [10 empty] | 0
0 | 0 | 0 | 0 | [10 empty] | 0
0 | 0 | 0 | 0 | [10 empty] | 0
0 | 0 | 0 | 0 | [10 empty] | 0
0 | 0 | 0 | 0 | [10 empty] | 0
0 | 0 | 0 | 0 | [10 empty] | 0
0 | 0 | 0 | 0 | [10 empty] | 0
0 | 0 | 0 | 0 | [10 empty] | 0
0 | 0 | 0 | 0 | [10 empty] | 0
0 | 0 | 0 | 0 | [10 empty] | 0
0 | 0 | 0 | 0 | [10 empty] | 0
0 | 0 | 0 | 0 | [10 empty] | 0
0 | 0 | 0 | 0 | [10 empty] | 0
0 | 0 | 0 | 0 | [10 empty] | 0
0 | 0 | 0 | 0 | [10 empty] | 0
0 | 0 | 0 | 0 | [10 empty] | 0
0 | 0 | 0 | 0 | [10 empty] | 0
0 | 0 | 0 | 0 | [10 empty] | 0
0 | 0 | 0 | 0 | [10 empty] | 0
0 | 0 | 0 | 0 | [10 empty] | 0
0 | 0 | 0 | 0 | [10 empty] | 0
0 | 0 | 0 | 0 | [10 empty] | 0
0 | 0 | 0 | 0 | [10 empty] | 0
0 | 0 | 0 | 0 | [10 empty] | 0
0 | 0 | 0 | 0 | [10 empty] | 0
0 | 0 | 0 | 0 | [10 empty] | 0
0 | 0 | 0 | 0 | [10 empty] | 0
0 | 0 | 0 | 0 | [10 empty] | 0
0 | 0 | 0 | 0 | [10 empty] | 0
0 | 0 | 0 | 0 | [10 empty] | 0
0 | 0 | 0 | 0 | [10 empty] | 0
0 | 0 | 0 | 0 | [10 empty] | 0
0 | 0 | 0 | 0 | [10 empty] | 0
0 | 0 | 0 | 0 | [10 empty] | 0
0 | 0 | 0 | 0 | [10 empty] | 0
0 | 0 | 0 | 0 | [10 empty] | 0
0 | 0 | 0 | 0 | [10 empty] | 0
0 | 0 | 0 | 0 | [10 empty] | 0
0 | 0 | 0 | 0 | [10 empty] | 0
0 | 0 | 0 | 0 | [10 empty] | 0
0 | 0 | 0 | 0 | [10 empty] | 0
0 | 0 | 0 | 0 | [10 empty] | 0
0 | 0 | 0 | 0 | [10 empty] | 0
0 | 0 | 0 | 0 | [10 empty] | 0
0 | 0 | 0 | 0 | [10 empty] | 0
0 | 0 | 0 | 0 | [10 empty] | 0
0 | 0 | 0 | 0 | [10 empty] | 0
0 | 0 | 0 | 0 | [10 empty] | 0
0 | 0 | 0 | 0 | [10 empty] | 0
0 | 0 | 0 | 0 | [10 empty] | 0
0 | 0 | 0 | 0 | [10 empty] | 0
0 | 0 | 0 | 0 | [10 empty] | 0
0 | 0 | 0 | 0 | [10 empty] | 0
0 | 0 | 0 | 0 | [10 empty] | 0
0 | 0 | 0 | 0 | [10 empty] | 0
0 | 0 | 0 | 0 | [10 empty] | 0
0 | 0 | 0 | 0 | [10 empty] | 0
0 | 0 | 0 | 0 | [10 empty] | 0
0 | 0 | 0 | 0 | [10 empty] | 0
0 | 0 | 0 | 0 | [10 empty] | 0
0 | 0 | 0 | 0 | [10 empty] | 0
0 | 0 | 0 | 0 | [10 empty] | 0
0 | 0 | 0 | 0 | [10 empty] | 0
0 | 0 | 0 | 0 | [10 empty] | 0
0 | 0 | 0 | 0 | [10 empty] | 0
0 | 0 | 0 | 0 | [10 empty] | 0
0 | 0 | 0 | 0 | [10 empty] | 0
0 | 0 | 0 | 0 | [10 empty] | 0
0 | 0 | 0 | 0 | [10 empty] | 0
0 | 0 | 0 | 0 | [10 empty] | 0
0 | 0 | 0 | 0 | [10 empty] | 0
0 | 0 | 0 | 0 | [10 empty] | 0
0 | 0 | 0 | 0 | [10 empty] | 0
0 | 0 | 0 | 0 | [10 empty] | 0
0 | 0 | 0 | 0 | [10 empty] | 0
0 | 0 | 0 | 0 | [10 empty] | 0
0 | 0 | 0 | 0 | [10 empty] | 0
0 | 0 | 0 | 0 | [10 empty] | 0
0 | 0 | 0 | 0 | [10 empty] | 0
0 | 0 | 0 | 0 | [10 empty] | 0
0 | 0 | 0 | 0 | [10 empty] | 0
0 | 0 | 0 | 0 | [10 empty] | 0
0 | 0 | 0 | 0 | [10 empty] | 0
0 | 0 | 0 | 0 | [10 empty] | 0
0 | 0 | 0 | 0 | [10 empty] | 0
0 | 0 | 0 | 0 | [10 empty] | 0
0 | 0 | 0 | 0 | [10 empty] | 0
0 | 0 | 0 | 0 | [10 empty] | 0
0 | 0 | 0 | 0 | [10 empty] | 0
0 | 0 | 0 | 0 | [10 empty] | 0
0 | 0 | 0 | 0 | [10 empty] | 0
0 | 0 | 0 | 0 | [10 empty] | 0
0 | 0 | 0 | 0 | [10 empty] | 0
0 | 0 | 0 | 0 | [10 empty] | 0
0 | 0 | 0 | 0 | [10 empty] | 0
0 | 0 | 0 | 0 | [10 empty] | 0
0 | 0 | 0 | 0 | [10 empty] | 0
0 | 0 | 0 | 0 | [10 empty] | 0
0 | 0 | 0 | 0 | [10 empty] | 0
0 | 0 | 0 | 0 | [10 empty] | 0
0 | 0 | 0 | 0 | [10 empty] | 0
0 | 0 | 0 | 0 | [10 empty] | 0
0 | 0 | 0 | 0 | [10 empty] | 0
0 | 0 | 0 | 0 | [10 empty] | 0
0 | 0 | 0 | 0 | [10 empty] | 0
0 | 0 | 0 | 0 | [10 empty] | 0
0 | 0 | 0 | 0 | [10 empty] | 0
0 | 0 | 0 | 0 | [10 empty] | 0
0 | 0 | 0 | 0 | [10 empty] | 0
0 | 0 | 0 | 0 | [10 empty] | 0
0 | 0 | 0 | 0 | [10 empty] | 0
0 | 0 | 0 | 0 | [10 empty] | 0
0 | 0 | 0 | 0 | [10 empty] | 0
0 | 0 | 0 | 0 | [10 empty] | 0
0 | 0 | 0 | 0 | [10 empty] | 0
0 | 0 | 0 | 0 | [10 empty] | 0
0 | 0 | 0 | 0 | [10 empty] | 0
0 | 0 | 0 | 0 | [10 empty] | 0
0 | 0 | 0 | 0 | [10 empty] | 0
0 | 0 | 0 | 0 | [10 empty] | 0
0 | 0 | 0 | 0 | [10 empty] | 0
0 | 0 | 0 | 0 | [10 empty] | 0
0 | 0 | 0 | 0 | [10 empty] | 0
0 | 0 | 0 | 0 | [10 empty] | 0
0 | 0 | 0 | 0 | [10 empty] | 0
0 | 0 | 0 | 0 | [10 empty] | 0
0 | 0 | 0 | 0 | [10 empty] | 0
0 | 0 | 0 | 0 | [10 empty] | 0
0 | 0 | 0 | 0 | [10 empty] | 0
0 | 0 | 0 | 0 | [10 empty] | 0
0 | 0 | 0 | 0 | [10 empty] | 0
0 | 0 | 0 | 0 | [10 empty] | 0
0 | 0 | 0 | 0 | [10 empty] | 0
0 | 0 | 0 | 0 | [10 empty] | 0
0 | 0 | 0 | 0 | [10 empty] | 0
0 | 0 | 0 | 0 | [10 empty] | 0
0 | 0 | 0 | 0 | [10 empty] | 0
0 | 0 | 0 | 0 | [10 empty] | 0
0 | 0 | 0 | 0 | [10 empty] | 0
0 | 0 | 0 | 0 | [10 empty] | 0
0 | 0 | 0 | 0 | [10 empty] | 0
0 | 0 | 0 | 0 | [10 empty] | 0
0 | 0 | 0 | 0 | [10 empty] | 0
0 | 0 | 0 | 0 | [10 empty] | 0
0 | 0 | 0 | 0 | [10 empty] | 0
0 | 0 | 0 | 0 | [10 empty] | 0
0 | 0 | 0 | 0 | [10 empty] | 0
0 | 0 | 0 | 0 | [10 empty] | 0
0 | 0 | 0 | 0 | [10 empty] | 0
0 | 0 | 0 | 0 | [10 empty] | 0
0 | 0 | 0 | 0 | [10 empty] | 0
0 | 0 | 0 | 0 | [10 empty] | 0
0 | 0 | 0 | 0 | [10 empty] | 0
0 | 0 | 0 | 0 | [10 empty] | 0
0 | 0 | 0 | 0 | [10 empty] | 0
0 | 0 | 0 | 0 | [10 empty] | 0
0 | 0 | 0 | 0 | [10 empty] | 0
0 | 0 | 0 | 0 | [10 empty] | 0
0 | 0 | 0 | 0 | [10 empty] | 0
0 | 0 | 0 | 0 | [10 empty] | 0
0 | 0 | 0 | 0 | [10 empty] | 0
0 | 0 | 0 | 0 | [10 empty] | 0
0 | 0 | 0 | 0 | [10 empty] | 0
0 | 0 | 0 | 0 | [10 empty] | 0
0 | 0 | 0 | 0 | [10 empty] | 0
0 | 0 | 0 | 0 | [10 empty] | 0
0 | 0 | 0 | 0 | [10 empty] | 0
0 | 0 | 0 | 0 | [10 empty] | 0
0 | 0 | 0 | 0 | [10 empty] | 0
0 | 0 | 0 | 0 | [10 empty] | 0
0 | 0 | 0 | 0 | [10 empty] | 0
0 | 0 | 0 | 0 | [10 empty] | 0
0 | 0 | 0 | 0 | [10 empty] | 0
0 | 0 | 0 | 0 | [10 empty] | 0
0 | 0 | 0 | 0 | [10 empty] | 0
0 | 0 | 0 | 0 | [10 empty] | 0
0 | 0 | 0 | 0 | [10 empty] | 0
0 | 0 | 0 | 0 | [10 empty] | 0
0 | 0 | 0 | 0 | [10 empty] | 0
0 | 0 | 0 | 0 | [10 empty] | 0
0 | 0 | 0 | 0 | [10 empty] | 0
0 | 0 | 0 | 0 | [10 empty] | 0
0 | 0 | 0 | 0 | [10 empty] | 0
0 | 0 | 0 | 0 | [10 empty] | 0
0 | 0 | 0 | 0 | [10 empty] | 0
0 | 0 | 0 | 0 | [10 empty] | 0
0 | 0 | 0 | 0 | [10 empty] | 0
0 | 0 | 0 | 0 | [10 empty] | 0
0 | 0 | 0 | 0 | [10 empty] | 0
0 | 0 | 0 | 0 | [10 empty] | 0
0 | 0 | 0 | 0 | [10 empty] | 0
0 | 0 | 0 | 0 | [10 empty] | 0
0 | 0 | 0 | 0 | [10 empty] | 0
0 | 0 | 0 | 0 | [10 empty] | 0
0 | 0 | 0 | 0 | [10 empty] | 0
0 | 0 | 0 | 0 | [10 empty] | 0
0 | 0 | 0 | 0 | [10 empty] | 0
0 | 0 | 0 | 0 | [10 empty] | 0
0 | 0 | 0 | 0 | [10 empty] | 0
0 | 0 | 0 | 0 | [10 empty] | 0
0 | 0 | 0 | 0 | [10 empty] | 0
0 | 0 | 0 | 0 | [10 empty] | 0
0 | 0 | 0 | 0 | [10 empty] | 0
0 | 0 | 0 | 0 | [10 empty] | 0
0 | 0 | 0 | 0 | [10 empty] | 0
0 | 0 | 0 | 0 | [10 empty] | 0
0 | 0 | 0 | 0 | [10 empty] | 0
0 | 0 | 0 | 0 | [10 empty] | 0
0 | 0 | 0 | 0 | [10 empty] | 0
0 | 0 | 0 | 0 | [10 empty] | 0
0 | 0 | 0 | 0 | [10 empty] | 0
0 | 0 | 0 | 0 | [10 empty] | 0
0 | 0 | 0 | 0 | [10 empty] | 0
0 | 0 | 0 | 0 | [10 empty] | 0
0 | 0 | 0 | 0 | [10 empty] | 0
0 | 0 | 0 | 0 | [10 empty] | 0
0 | 0 | 0 | 0 | [10 empty] | 0
0 | 0 | 0 | 0 | [10 empty] | 0
0 | 0 | 0 | 0 | [10 empty] | 0
0 | 0 | 0 | 0 | [10 empty] | 0
0 | 0 | 0 | 0 | [10 empty] | 0
0 | 0 | 0 | 0 | [10 empty] | 0
0 | 0 | 0 | 0 | [10 empty] | 0
0 | 0 | 0 | 0 | [10 empty] | 0
0 | 0 | 0 | 0 | [10 empty] | 0
0 | 0 | 0 | 0 | [10 empty] | 0
0 | 0 | 0 | 0 | [10 empty] | 0
0 | 0 | 0 | 0 | [10 empty] | 0
0 | 0 | 0 | 0 | [10 empty] | 0
0 | 0 | 0 | 0 | [10 empty] | 0
0 | 0 | 0 | 0 | [10 empty] | 0
0 | 0 | 0 | 0 | [10 empty] | 0
0 | 0 | 0 | 0 | [10 empty] | 0
0 | 0 | 0 | 0 | [10 empty] | 0
0 | 0 | 0 | 0 | [10 empty] | 0
0 | 0 | 0 | 0 | [10 empty] | 0
0 | 0 | 0 | 0 | [10 empty] | 0
0 | 0 | 0 | 0 | [10 empty] | 0
0 | 0 | 0 | 0 | [10 empty] | 0
0 | 0 | 0 | 0 | [10 empty] | 0
0 | 0 | 0 | 0 | [10 empty] | 0
0 | 0 | 0 | 0 | [10 empty] | 0
0 | 0 | 0 | 0 | [10 empty] | 0
0 | 0 | 0 | 0 | [10 empty] | 0
0 | 0 | 0 | 0 | [10 empty] | 0
0 | 0 | 0 | 0 | [10 empty] | 0
0 | 0 | 0 | 0 | [10 empty] | 0
0 | 0 | 0 | 0 | [10 empty] | 0
0 | 0 | 0 | 0 | [10 empty] | 0
0 | 0 | 0 | 0 | [10 empty] | 0
0 | 0 | 0 | 0 | [10 empty] | 0
0 | 0 | 0 | 0 | [10 empty] | 0
0 | 0 | 0 | 0 | [10 empty] | 0
0 | 0 | 0 | 0 | [10 empty] | 0
0 | 0 | 0 | 0 | [10 empty] | 0
0 | 0 | 0 | 0 | [10 empty] | 0
0 | 0 | 0 | 0 | [10 empty] | 0
0 | 0 | 0 | 0 | [10 empty] | 0
0 | 0 | 0 | 0 | [10 empty] | 0
0 | 0 | 0 | 0 | [10 empty] | 0
0 | 0 | 0 | 0 | [10 empty] | 0
0 | 0 | 0 | 0 | [10 empty] | 0
0 | 0 | 0 | 0 | [10 empty] | 0
0 | 0 | 0 | 0 | [10 empty] | 0
0 | 0 | 0 | 0 | [10 empty] | 0
0 | 0 | 0 | 0 | [10 empty] | 0
0 | 0 | 0 | 0 | [10 empty] | 0
0 | 0 | 0 | 0 | [10 empty] | 0
0 | 0 | 0 | 0 | [10 empty] | 0
0 | 0 | 0 | 0 | [10 empty] | 0
0 | 0 | 0 | 0 | [10 empty] | 0
0 | 0 | 0 | 0 | [10 empty] | 0
0 | 0 | 0 | 0 | [10 empty] | 0
0 | 0 | 0 | 0 | [10 empty] | 0
0 | 0 | 0 | 0 | [10 empty] | 0
0 | 0 | 0 | 0 | [10 empty] | 0
0 | 0 | 0 | 0 | [10 empty] | 0
0 | 0 | 0 | 0 | [10 empty] | 0
0 | 0 | 0 | 0 | [10 empty] | 0
0 | 0 | 0 | 0 | [10 empty] | 0
0 | 0 | 0 | 0 | [10 empty] | 0
0 | 0 | 0 | 0 | [10 empty] | 0
0 | 0 | 0 | 0 | [10 empty] | 0
0 | 0 | 0 | 0 | [10 empty] | 0
0 | 0 | 0 | 0 | [10 empty] | 0
0 | 0 | 0 | 0 | [10 empty] | 0
0 | 0 | 0 | 0 | [10 empty] | 0
0 | 0 | 0 | 0 | [10 empty] | 0
0 | 0 | 0 | 0 | [10 empty] | 0
0 | 0 | 0 | 0 | [10 empty] | 0
0 | 0 | 0 | 0 | [10 empty] | 0
0 | 0 | 0 | 0 | [10 empty] | 0
0 | 0 | 0 | 0 | [10 empty] | 0
0 | 0 | 0 | 0 | [10 empty] | 0
0 | 0 | 0 | 0 | [10 empty] | 0
0 | 0 | 0 | 0 | [10 empty] | 0
0 | 0 | 0 | 0 | [10 empty] | 0
0 | 0 | 0 | 0 | [10 empty] | 0
0 | 0 | 0 | 0 | [10 empty] | 0
0 | 0 | 0 | 0 | [10 empty] | 0
0 | 0 | 0 | 0 | [10 empty] | 0
0 | 0 | 0 | 0 | [10 empty] | 0
0 | 0 | 0 | 0 | [10 empty] | 0
0 | 0 | 0 | 0 | [10 empty] | 0
0 | 0 | 0 | 0 | [10 empty] | 0
0 | 0 | 0 | 0 | [10 empty] | 0
0 | 0 | 0 | 0 | [10 empty] | 0
0 | 0 | 0 | 0 | [10 empty] | 0
0 | 0 | 0 | 0 | [10 empty] | 0
0 | 0 | 0 | 0 | [10 empty] | 0
0 | 0 | 0 | 0 | [10 empty] | 0
0 | 0 | 0 | 0 | [10 empty] | 0
0 | 0 | 0 | 0 | [10 empty] | 0
0 | 0 | 0 | 0 | [10 empty] | 0
0 | 0 | 0 | 0 | [10 empty] | 0
0 | 0 | 0 | 0 | [10 empty] | 0
0 | 0 | 0 | 0 | [10 empty] | 0
0 | 0 | 0 | 0 | [10 empty] | 0
0 | 0 | 0 | 0 | [10 empty] | 0
0 | 0 | 0 | 0 | [10 empty] | 0
0 | 0 | 0 | 0 | [10 empty] | 0
0 | 0 | 0 | 0 | [10 empty] | 0
0 | 0 | 0 | 0 | [10 empty] | 0
0 | 0 | 0 | 0 | [10 empty] | 0
0 | 0 | 0 | 0 | [10 empty] | 0
0 | 0 | 0 | 0 | [10 empty] | 0
0 | 0 | 0 | 0 | [10 empty] | 0
0 | 0 | 0 | 0 | [10 empty] | 0
0 | 0 | 0 | 0 | [10 empty] | 0
0 | 0 | 0 | 0 | [10 empty] | 0
0 | 0 | 0 | 0 | [10 empty] | 0
0 | 0 | 0 | 0 | [10 empty] | 0
0 | 0 | 0 | 0 | [10 empty] | 0
0 | 0 | 0 | 0 | [10 empty] | 0
0 | 0 | 0 | 0 | [10 empty] | 0
0 | 0 | 0 | 0 | [10 empty] | 0
0 | 0 | 0 | 0 | [10 empty] | 0
0 | 0 | 0 | 0 | [10 empty] | 0
0 | 0 | 0 | 0 | [10 empty] | 0
0 | 0 | 0 | 0 | [10 empty] | 0
0 | 0 | 0 | 0 | [10 empty] | 0
0 | 0 | 0 | 0 | [10 empty] | 0
0 | 0 | 0 | 0 | [10 empty] | 0
0 | 0 | 0 | 0 | [10 empty] | 0
0 | 0 | 0 | 0 | [10 empty] | 0
0 | 0 | 0 | 0 | [10 empty] | 0
0 | 0 | 0 | 0 | [10 empty] | 0
0 | 0 | 0 | 0 | [10 empty] | 0
0 | 0 | 0 | 0 | [10 empty] | 0
0 | 0 | 0 | 0 | [10 empty] | 0
0 | 0 | 0 | 0 | [10 empty] | 0
0 | 0 | 0 | 0 | [10 empty] | 0
0 | 0 | 0 | 0 | [10 empty] | 0
0 | 0 | 0 | 0 | [10 empty] | 0
0 | 0 | 0 | 0 | [10 empty] | 0
0 | 0 | 0 | 0 | [10 empty] | 0
0 | 0 | 0 | 0 | [10 empty] | 0
0 | 0 | 0 | 0 | [10 empty] | 0
0 | 0 | 0 | 0 | [10 empty] | 0
0 | 0 | 0 | 0 | [10 empty] | 0
0 | 0 | 0 | 0 | [10 empty] | 0
0 | 0 | 0 | 0 | [10 empty] | 0
0 | 0 | 0 | 0 | [10 empty] | 0
0 | 0 | 0 | 0 | [10 empty] | 0
0 | 0 | 0 | 0 | [10 empty] | 0
0 | 0 | 0 | 0 | [10 empty] | 0
0 | 0 | 0 | 0 | [10 empty] | 0
0 | 0 | 0 | 0 | [10 empty] | 0
0 | 0 | 0 | 0 | [10 empty] | 0
0 | 0 | 0 | 0 | [10 empty] | 0
0 | 0 | 0 | 0 | [10 empty] | 0
0 | 0 | 0 | 0 | [10 empty] | 0
0 | 0 | 0 | 0 | [10 empty] | 0
0 | 0 | 0 | 0 | [10 empty] | 0
0 | 0 | 0 | 0 | [10 empty] | 0
0 | 0 | 0 | 0 | [10 empty] | 0
0 | 0 | 0 | 0 | [10 empty] | 0
0 | 0 | 0 | 0 | [10 empty] | 0
0 | 0 | 0 | 0 | [10 empty] | 0
0 | 0 | 0 | 0 | [10 empty] | 0
0 | 0 | 0 | 0 | [10 empty] | 0
0 | 0 | 0 | 0 | [10 empty] | 0
0 | 0 | 0 | 0 | [10 empty] | 0
0 | 0 | 0 | 0 | [10 empty] | 0
0 | 0 | 0 | 0 | [10 empty] | 0
0 | 0 | 0 | 0 | [10 empty] | 0
0 | 0 | 0 | 0 | [10 empty] | 0
0 | 0 | 0 | 0 | [10 empty] | 0
0 | 0 | 0 | 0 | [10 empty] | 0
0 | 0 | 0 | 0 | [10 empty] | 0
0 | 0 | 0 | 0 | [10 empty] | 0
0 | 0 | 0 | 0 | [10 empty] | 0
0 | 0 | 0 | 0 | [10 empty] | 0
0 | 0 | 0 | 0 | [10 empty] | 0
0 | 0 | 0 | 0 | [10 empty] | 0
0 | 0 | 0 | 0 | [10 empty] | 0
0 | 0 | 0 | 0 | [10 empty] | 0
0 | 0 | 0 | 0 | [10 empty] | 0
0 | 0 | 0 | 0 | [10 empty] | 0
0 | 0 | 0 | 0 | [10 empty] | 0
0 | 0 | 0 | 0 | [10 empty] | 0
0 | 0 | 0 | 0 | [10 empty] | 0
0 | 0 | 0 | 0 | [10 empty] | 0
0 | 0 | 0 | 0 | [10 empty] | 0
0 | 0 | 0 | 0 | [10 empty] | 0
0 | 0 | 0 | 0 | [10 empty] | 0
0 | 0 | 0 | 0 | [10 empty] | 0
0 | 0 | 0 | 0 | [10 empty] | 0
0 | 0 | 0 | 0 | [10 empty] | 0
0 | 0 | 0 | 0 | [10 empty] | 0
0 | 0 | 0 | 0 | [10 empty] | 0
0 | 0 | 0 | 0 | [10 empty] | 0
0 | 0 | 0 | 0 | [10 empty] | 0
0 | 0 | 0 | 0 | [10 empty] | 0
0 | 0 | 0 | 0 | [10 empty] | 0
0 | 0 | 0 | 0 | [10 empty] | 0
0 | 0 | 0 | 0 | [10 empty] | 0
0 | 0 | 0 | 0 | [10 empty] | 0
0 | 0 | 0 | 0 | [10 empty] | 0
0 | 0 | 0 | 0 | [10 empty] | 0
0 | 0 | 0 | 0 | [10 empty] | 0
0 | 0 | 0 | 0 | [10 empty] | 0
0 | 0 | 0 | 0 | [10 empty] | 0
0 | 0 | 0 | 0 | [10 empty] | 0
0 | 0 | 0 | 0 | [10 empty] | 0
0 | 0 | 0 | 0 | [10 empty] | 0
0 | 0 | 0 | 0 | [10 empty] | 0
0 | 0 | 0 | 0 | [10 empty] | 0
0 | 0 | 0 | 0 | [10 empty] | 0
0 | 0 | 0 | 0 | [10 empty] | 0
0 | 0 | 0 | 0 | [10 empty] | 0
0 | 0 | 0 | 0 | [10 empty] | 0
0 | 0 | 0 | 0 | [10 empty] | 0
0 | 0 | 0 | 0 | [10 empty] | 0
0 | 0 | 0 | 0 | [10 empty] | 0
0 | 0 | 0 | 0 | [10 empty] | 0
0 | 0 | 0 | 0 | [10 empty] | 0
0 | 0 | 0 | 0 | [10 empty] | 0
0 | 0 | 0 | 0 | [10 empty] | 0
0 | 0 | 0 | 0 | [10 empty] | 0
0 | 0 | 0 | 0 | [10 empty] | 0
0 | 0 | 0 | 0 | [10 empty] | 0
0 | 0 | 0 | 0 | [10 empty] | 0
0 | 0 | 0 | 0 | [10 empty] | 0
0 | 0 | 0 | 0 | [10 empty] | 0
0 | 0 | 0 | 0 | [10 empty] | 0
0 | 0 | 0 | 0 | [10 empty] | 0
0 | 0 | 0 | 0 | [10 empty] | 0
0 | 0 | 0 | 0 | [10 empty] | 0
0 | 0 | 0 | 0 | [10 empty] | 0
0 | 0 | 0 | 0 | [10 empty] | 0
0 | 0 | 0 | 0 | [10 empty] | 0
0 | 0 | 0 | 0 | [10 empty] | 0
0 | 0 | 0 | 0 | [10 empty] | 0
0 | 0 | 0 | 0 | [10 empty] | 0
0 | 0 | 0 | 0 | [10 empty] | 0
0 | 0 | 0 | 0 | [10 empty] | 0
0 | 0 | 0 | 0 | [10 empty] | 0
0 | 0 | 0 | 0 | [10 empty] | 0
0 | 0 | 0 | 0 | [10 empty] | 0
0 | 0 | 0 | 0 | [10 empty] | 0
0 | 0 | 0 | 0 | [10 empty] | 0
0 | 0 | 0 | 0 | [10 empty] | 0
0 | 0 | 0 | 0 | [10 empty] | 0
0 | 0 | 0 | 0 | [10 empty] | 0
0 | 0 | 0 | 0 | [10 empty] | 0
0 | 0 | 0 | 0 | [10 empty] | 0
0 | 0 | 0 | 0 | [10 empty] | 0
0 | 0 | 0 | 0 | [10 empty] | 0
0 | 0 | 0 | 0 | [10 empty] | 0
0 | 0 | 0 | 0 | [10 empty] | 0
0 | 0 | 0 | 0 | [10 empty] | 0
0 | 0 | 0 | 0 | [10 empty] | 0
0 | 0 | 0 | 0 | [10 empty] | 0
0 | 0 | 0 | 0 | [10 empty] | 0
0 | 0 | 0 | 0 | [10 empty] | 0
0 | 0 | 0 | 0 | [10 empty] | 0
0 | 0 | 0 | 0 | [10 empty] | 0
0 | 0 | 0 | 0 | [10 empty] | 0
0 | 0 | 0 | 0 | [10 empty] | 0
0 | 0 | 0 | 0 | [10 empty] | 0
0 | 0 | 0 | 0 | [10 empty] | 0
0 | 0 | 0 | 0 | [10 empty] | 0
0 | 0 | 0 | 0 | [10 empty] | 0
0 | 0 | 0 | 0 | [10 empty] | 0
0 | 0 | 0 | 0 | [10 empty] | 0
0 | 0 | 0 | 0 | [10 empty] | 0
0 | 0 | 0 | 0 | [10 empty] | 0
0 | 0 | 0 | 0 | [10 empty] | 0
0 | 0 | 0 | 0 | [10 empty] | 0
0 | 0 | 0 | 0 | [10 empty] | 0
0 | 0 | 0 | 0 | [10 empty] | 0
0 | 0 | 0 | 0 | [10 empty] | 0
0 | 0 | 0 | 0 | [10 empty] | 0
0 | 0 | 0 | 0 | [10 empty] | 0
0 | 0 | 0 | 0 | [10 empty] | 0
0 | 0 | 0 | 0 | [10 empty] | 0
0 | 0 | 0 | 0 | [10 empty] | 0
0 | 0 | 0 | 0 | [10 empty] | 0
0 | 0 | 0 | 0 | [10 empty] | 0
0 | 0 | 0 | 0 | [10 empty] | 0
0 | 0 | 0 | 0 | [10 empty] | 0
0 | 0 | 0 | 0 | [10 empty] | 0
0 | 0 | 0 | 0 | [10 empty] | 0
0 | 0 | 0 | 0 | [10 empty] | 0
0 | 0 | 0 | 0 | [10 empty] | 0
0 | 0 | 0 | 0 | [10 empty] | 0
0 | 0 | 0 | 0 | [10 empty] | 0
0 | 0 | 0 | 0 | [10 empty] | 0
0 | 0 | 0 | 0 | [10 empty] | 0
0 | 0 | 0 | 0 | [10 empty] | 0
0 | 0 | 0 | 0 | [10 empty] | 0
0 | 0 | 0 | 0 | [10 empty] | 0
0 | 0 | 0 | 0 | [10 empty] | 0
0 | 0 | 0 | 0 | [10 empty] | 0
0 | 0 | 0 | 0 | [10 empty] | 0
0 | 0 | 0 | 0 | [10 empty] | 0
0 | 0 | 0 | 0 | [10 empty] | 0
0 | 0 | 0 | 0 | [10 empty] | 0
0 | 0 | 0 | 0 | [10 empty] | 0
0 | 0 | 0 | 0 | [10 empty] | 0
0 | 0 | 0 | 0 | [10 empty] | 0
0 | 0 | 0 | 0 | [10 empty] | 0
0 | 0 | 0 | 0 | [10 empty] | 0
0 | 0 | 0 | 0 | [10 empty] | 0
0 | 0 | 0 | 0 | [10 empty] | 0
0 | 0 | 0 | 0 | [10 empty] | 0
0 | 0 | 0 | 0 | [10 empty] | 0
0 | 0 | 0 | 0 | [10 empty] | 0
0 | 0 | 0 | 0 | [10 empty] | 0
0 | 0 | 0 | 0 | [10 empty] | 0
0 | 0 | 0 | 0 | [10 empty] | 0
0 | 0 | 0 | 0 | [10 empty] | 0
0 | 0 | 0 | 0 | [10 empty] | 0
0 | 0 | 0 | 0 | [10 empty] | 0
0 | 0 | 0 | 0 | [10 empty] | 0
0 | 0 | 0 | 0 | [10 empty] | 0
0 | 0 | 0 | 0 | [10 empty] | 0
0 | 0 | 0 | 0 | [10 empty] | 0
0 | 0 | 0 | 0 | [10 empty] | 0
0 | 0 | 0 | 0 | [10 empty] | 0
0 | 0 | 0 | 0 | [10 empty] | 0
0 | 0 | 0 | 0 | [10 empty] | 0
0 | 0 | 0 | 0 | [10 empty] | 0
0 | 0 | 0 | 0 | [10 empty] | 0
0 | 0 | 0 | 0 | [10 empty] | 0
PREVIOUS PAGE
NEXT PAGE
Like Asset Condition, the Asset Criticality sheet is meant to score the criticality that each asset poses to the systems compliance and level of service to its customers. Each question is built as a drop down with scores assessed to each answer. All scores should be placed in their adjacent Score boxes.
Asset Criticality is a product of the Likelihood of failure score multiplied by the summiation of Redundancy, Population, Compliance, and Environmental Concerns scores.
PLEASE INPUT DATA IN CELLS FILLED WITH THIS BACKGROUND COLOR

## CAPITAL IMPROVEMENT NEEDS
CAPITAL IMPROVEMENT NEEDS
ASSET LOCATION | ASSET NAME | ASSET ID | ASSET TYPE | YEARS IN USE | INITIAL PRICE OF ASSET | HISTORICAL AVG INFLATION RATE | ESTIMATED REPLACEMNET COST | EXPECTED REPLACEMENT DATE | ASSET CONDITION | ASSET CRITICALITY | ASSET PRIORITY (RANK) | Column1
TREATMENT PLANT | Aeration blower 3C | WTPE02 | Plant Equipment | 27 | 25000 | 3% | 55532.2251 | 3855900% | 5 - UNSERVICABLE/END OF LIFE | 196 | 1 | 1
DISTRIBUTION SYSTEM | BP001 | BP001 | Transmission Equipment | 21 | 150000 | 3% | 279044.1858 | 4257700% | 2 - MINOR DETERIORATION | 180 | 2 | 2
TREATMENT PLANT | Truck 01 | TRK001 | Plant Equipment | 23 | 75000 | 3% | 148018.9883 | 4367200% | 5 - UNSERVICABLE/END OF LIFE | 169 | 3 | 3
TREATMENT PLANT | Automated Pipet System | LAB004 | Plant Equipment | 26 | 3500 | 3% | 7548.0694 | 4075000% | 1 - NEW/EXCELLENT | 165 | 4 | 4
TREATMENT PLANT | Clarifier 1B | WTPE01 | Plant Equipment | 7 | 75000 | 3% | 92240.5399 | 4585600% | 4 - SIGNIFICANT DETERIORATION | 156 | 5 | 5
DISTRIBUTION SYSTEM | Skid Steer | WTPE0010 | Water Group Equipment | 30 | 55000 | 3% | 133499.4359 | 3928900% | 4 - SIGNIFICANT DETERIORATION | 154 | 6 | 6
TREATMENT PLANT | Backwash Unit | WTPE006 | Plant Equipment | 24 | 5000 | 3% | 10163.9705 | 4330700% | 4 - SIGNIFICANT DETERIORATION | 132 | 7 | 7
TREATMENT PLANT | Reverse Osmosis Membrane Filter | WTPE0044 | Plant Equipment | 29 | 15000 | 3% | 35348.4826 | 3782800% | 2 - MINOR DETERIORATION | 108 | 8 | 8
DISTRIBUTION SYSTEM | Cross County Line 4 | CCTL0004 | Service Lines | 19 | 15000 | 3% | 26302.5908 | 5609100% | 5 - UNSERVICABLE/END OF LIFE | 96 | 9 | 9
TREATMENT PLANT | Chlorine Injection Unit | WTPE005 | Plant Equipment | 25 | 100000 | 3% | 209377.793 | 4294200% | 2 - MINOR DETERIORATION | 88 | 10 | 10
TREATMENT PLANT | FEED System Alpha | WTPE0064 | Plant Equipment | 30 | 80000 | 3% | 194180.9977 | 4111600% | 1 - NEW/EXCELLENT | 77 | 11 | 11
DISTRIBUTION SYSTEM | Gotham City Tank 1 | TNK001 | Storage | 20 | 300000 | 3% | 541833.3704 | 5572600% | 4 - SIGNIFICANT DETERIORATION | 66 | 12 | 12
DISTRIBUTION SYSTEM | HY0066756 | HY0066756 | Service Hydrants | 18 | 1500 | 3% | 2553.6496 | 5097700% | 1 - NEW/EXCELLENT | 65 | 13 | 13
TREATMENT PLANT | Copper Coil | SP00001 | Spareparts | 22 | 2000 | 3% | 3832.2068 | 7325700% | 1 - NEW/EXCELLENT | 60 | 14 | 14
[11 empty] | 0 | 15
[11 empty] | 0 | 16
[11 empty] | 0 | 17
[11 empty] | 0 | 18
[11 empty] | 0 | 19
[11 empty] | 0 | 20
[11 empty] | 0 | 21
[11 empty] | 0 | 22
[11 empty] | 0 | 23
[11 empty] | 0 | 24
[11 empty] | 0 | 25
[11 empty] | 0 | 26
[11 empty] | 0 | 27
[11 empty] | 0 | 28
[11 empty] | 0 | 29
[11 empty] | 0 | 30
[11 empty] | 0 | 31
[11 empty] | 0 | 32
[11 empty] | 0 | 33
[11 empty] | 0 | 34
[11 empty] | 0 | 35
[11 empty] | 0 | 36
[11 empty] | 0 | 37
[11 empty] | 0 | 38
[11 empty] | 0 | 39
[11 empty] | 0 | 40
[11 empty] | 0 | 41
[11 empty] | 0 | 42
[11 empty] | 0 | 43
[11 empty] | 0 | 44
[11 empty] | 0 | 45
[11 empty] | 0 | 46
[11 empty] | 0 | 47
[11 empty] | 0 | 48
[11 empty] | 0 | 49
[11 empty] | 0 | 50
[11 empty] | 0 | 51
[11 empty] | 0 | 52
[11 empty] | 0 | 53
[11 empty] | 0 | 54
[11 empty] | 0 | 55
[11 empty] | 0 | 56
[11 empty] | 0 | 57
[11 empty] | 0 | 58
[11 empty] | 0 | 59
[11 empty] | 0 | 60
[11 empty] | 0 | 61
[11 empty] | 0 | 62
[11 empty] | 0 | 63
[11 empty] | 0 | 64
[11 empty] | 0 | 65
[11 empty] | 0 | 66
[11 empty] | 0 | 67
[11 empty] | 0 | 68
[11 empty] | 0 | 69
[11 empty] | 0 | 70
[11 empty] | 0 | 71
[11 empty] | 0 | 72
[11 empty] | 0 | 73
[11 empty] | 0 | 74
[11 empty] | 0 | 75
[11 empty] | 0 | 76
[11 empty] | 0 | 77
[11 empty] | 0 | 78
[11 empty] | 0 | 79
[11 empty] | 0 | 80
[11 empty] | 0 | 81
[11 empty] | 0 | 82
[11 empty] | 0 | 83
[11 empty] | 0 | 84
[11 empty] | 0 | 85
[11 empty] | 0 | 86
[11 empty] | 0 | 87
[11 empty] | 0 | 88
[11 empty] | 0 | 89
[11 empty] | 0 | 90
[11 empty] | 0 | 91
[11 empty] | 0 | 92
[11 empty] | 0 | 93
[11 empty] | 0 | 94
[11 empty] | 0 | 95
[11 empty] | 0 | 96
[11 empty] | 0 | 97
[11 empty] | 0 | 98
[11 empty] | 0 | 99
[11 empty] | 0 | 100
PREVIOUS PAGE
NEXT PAGE
Initial Price of Assets should be listed based on the purchase price of the asset when it was purchased by the utility.
Historical AVG Inflation Rate can be listed to reflect historical avg inflation rate for asset or system may desire to adjust to ensure adequate estimated replacement cost.
Estimated Replacement Cost(current dollars) is an auto populated field based on the Initial Price of Assets and the Historical Average Inflation Rate. It is important that the utility keep up with the average inflation rate in order to properly account for future replacement costs.
Expected Replacement Date is an auto populated field based on Date in Service plus useful life in years.
Asset Condition and Asset Criticality are populated fields that are used in part to calculate Asset Priority.
Asset Priority will rank assets based on their cumulative scores from all fields and show the level of criticality to replace the assets.
PLEASE INPUT DATA IN CELLS FILLED WITH THIS BACKGROUND COLOR
HOW TO PRINT YOUR TOP 25 CAPITAL IMPROVMENT NEEDS!
CLICK THE BLUE PRINT TEXT BOX BELOW
NAVIGATE TO FILE ON THE TOOLBAR, THEN SELECT PRINT.
SET YOUR PRINT SETTINGS TO MATCH THOSE IN THE PICTURE TO BELOW.
PRINT
Note on G3: BASED ON HISTORICAL INFLATION RATE. AS RATE CHANGES, SYSTEM MAY DESIRE TO ADJUST TO ENSURE ADEQUATE ESTIMATED REPLACEMENT COST.

## LINK TO MAP
SYSTEM WIDE MAP
INSERT SYSTEM WIDE MAP BELOW
PREVIOUS PAGE
HOME

## Edit Log (hidden)
Tab
ASSET INVENTORY | ASSET LIFECYCLE | ASSET CONDITION | ASSET CRITICALITY | CAPITAL IMPROVEMENT NEEDS | ASSET RATING | LookUps | DEFINITIONS
Remove merged rows | Remove merged rows | Remove merged rows | Remove merged rows | Remove merged rows | Remove merged rows | new tab to support lookup functionality in existing sheets (highlighted) | added tab copied in from word document
remove merged columns | remove merged columns | remove merged columns | remove merged columns | remove merged columns | remove merged columns |  | suggest adding worksheet specific definitions for items that have more specific definitions in the sheet than in general asset management terms (e.g., define what should go in the "size" column for different asset types)
reformat to table | reformat to table | reformat to table | reformat to table | reformat to table | reformat to table
make Asset location column a data point, with collection system vs. treatment plant dropdown list validation from new "Lookups" tab - hard coded merged cells made adding new rows or using this data point for analysis unwieldy | Updated years in use column to auto calcualte based on install date and current date | update formulas and links to toher tables from hardcoded cell values to relative table rows | score values set to autocalculate based on the items selected from the dropdowns - reduces duplicate data entry | update formulas and links to toher tables from hardcoded cell values to relative table rows | update formulas and links to toher tables from hardcoded cell values to relative table rows
update asset category column to be indirect lookup based on asset location value instead of hard coded for each row to be either plant or CS list | update formulas and links to toher tables from hardcoded cell values to relative table rows | update asset useful life values and percentages to auto calcualte based on install date and current date |  | update formula to correctly calculate inflation over time
update life cycle formulas to autocalculate
added "years in use" column referencing asset life cycle tab to faciliate accurate inflation effects calculation
Fixed table formating. Set Table Design color scheme to match original color scheme. Used tan fill to designate user inputs and locked cells that were not user input. | Fixed table formating. Set Table Design color scheme to match original color scheme. Used tan fill to designate user inputs and locked cells that were not user input. | Fixed table formating. Set Table Design color scheme to match original color scheme. Used tan fill to designate user inputs and locked cells that were not user input. | Fixed table formating. Set Table Design color scheme to match original color scheme. Used tan fill to designate user inputs and locked cells that were not user input. | Fixed table formating. Set Table Design color scheme to match original color scheme. Used tan fill to designate user inputs and locked cells that were not user input. | Fixed table formating. Set Table Design color scheme to match original color scheme. Used tan fill to designate user inputs and locked cells that were not user input.
| Fixed formulas to ignore missing values | Fixed formulas to ignore missing values | Fixed formulas to ignore missing values | Fixed formulas to ignore missing values | Fixed formulas to ignore missing values
Made % Remaining Useful life column an equation/ automatic assignment based on prior sheet input.
Changed Asset Service category to reflect a Level of Service Category and updated the values used. Shifted the values under asset service to the Asset Condition field.
FIXED RANK SORTING
ADDED NAVIGATION ANF DEFINITIONS | ADDED NAVIGATION ANF DEFINITIONS | ADDED NAVIGATION ANF DEFINITIONS | ADDED NAVIGATION ANF DEFINITIONS | ADDED NAVIGATION ANF DEFINITIONS | ADDED NAVIGATION ANF DEFINITIONS

## Drop Down (hidden)
Asset Condition |  |  | CONDITION PRIORITY | [11 empty] | Asset Level of Service
SELECT | [14 empty] | SELECT
1 - NEW/EXCELLENT | 1 |  | ASSET CONDITION |  | PROBABILITY OF FAILURE |  |  | CONSEQUENCE OF FAILURE |  | SELECT | SELECT | SELECT | SELECT | SELECT | 1 - NEW/GREATLY EXCEEDS CURRENT LOS
2 - MINOR DETERIORATION | 2 |  | SELECT |  | SELECT |  |  | SELECT |  | YES | 0-25% | ABOVE | COLLECTION SYSTEM | DISTRIBUTION SYSTEM | 2 - EXCEEDS CURRENT LOS
3 - MODERATE DETERIORATION | 3 |  | 1 - NEW/EXCELLENT | 1 | 1 - IMPROBABLE | 1 |  | 1 - INSIGNIFICANT DISRUPTION | 1 | NO | 25-50% | AT | WASTEWATER PLANT | WATER TREATMENT PLANT | 3 - MEETS CURRENT LOS
4 - SIGNIFICANT DETERIORATION | 4 |  | 2 - GOOD | 2 | 2 - REMOTE | 2 |  | 2 - MINOR DISRUPTION | 2 |  | 50-75% | BELOW |  |  | 4 - MODERATELY BELOW CURRENT LOS
5 - UNSERVICABLE/END OF LIFE | 5 |  | 3 - AVERAGE | 3 | 3 - OCCASIONAL | 3 |  | 3 - MODERATE DISRUPTION | 3 |  | >75% |  |  |  | 5 - SIGNIFICANTLY BELOW CURRENT LOS
|  |  | 4 - POOR | 4 | 4 - PROBABLE | 4 |  | 4 - MAJOR DISTRUPTION | 4 |  |  |  | SELECT
|  |  | 5 - SALVAGE | 5 | 5 - IMMINENT | 5 |  | 5 - CATASTROPHIC DISRUPTION | 5 |  |  |  | STORMWATER
Asset Location
[7 empty] | % USFUL LIFE REMAINING |  |  | CONSEQUENCE OF FAILURE |  |  | POPULATION |  | DISTRIBUTION SYSTEM | Treatment Plant
ASSET CATEGORY |  |  |  | CONSEQUENCE RATING |  |  | SELECT |  |  | SELECT | SELECT |  | SELECT |  | SELECT | SELECT
SELECT |  | SELECT |  | SELECT |  |  | 5 - 0-20% |  |  | 4 - YES | 2 - YES |  | 1 - 0-20% |  | BOOSTER PUMP | FEED SYSTEMS
TREATMENT PLANT |  | TREATMENT PLANT |  | 1-2 |  |  | 4 - 20-40% |  |  | 2 - NO | 4 - NO |  | 2 - 20-40% |  | TANK | FILTRATION
COLLECTION SYSTEM |  | DISTRIBUTION SYSTEM |  | 2-4 |  |  | 3 - 40-60% | [5 empty] | 3 - 40-60% |  | TRANSMISSION LINE | CLARIFIER
|  |  |  | 4-5 |  |  | 2 - 60-80% | [5 empty] | 4 - 60-80% |  | HYDRANTS | AERATION
|  |  |  | >5 |  |  | 1 - 80-100% | [5 empty] | 5 - 80-100% |  | VALVES | LAB
[15 empty] | VEHICLES/HEAVY MACHINERY | DISINFECTION
[15 empty] | OTHER | BACKWASH
WW TREATMENT PLANT COMPONENTS |  |  |  | COLLECTION SYSTEM COMPONENTS |  |  |  | DW TREATMENT PLANT COMPONENTS |  |  |  |  | DISTRIBUTION SYSTEM COMPONENTS | STORMWATER SYSTEM |  | VEHICLES/HEAVY MACHINERY
SELECT |  |  |  | SELECT |  |  |  | SELECT |  |  |  |  | SELECT | SELECT |  | OTHER
SCREENING |  |  |  | LIFT STATION |  |  |  | FEED SYSTEMS |  |  |  |  | BOOSTER PUMP | CATCH BASIN
GRIT REMOVAL |  |  |  | FORCE MAIN |  |  |  | FILTRATION |  |  |  |  | TANK | JUNCTION CHAMBER
AERATION |  |  |  | MANHOLES |  |  |  | CLARIFIER |  |  |  |  | TRANSMISSION LINE | MAIN
CLARIFIER |  |  |  | PIPES |  |  |  | AERATION |  |  |  |  | HYDRANTS | MANHOLE
SLUDGE CONTROL |  |  |  | VALVES |  |  |  | LAB |  |  |  |  | VALVES | POND
DISINFECTION |  |  |  | OTHER |  |  |  | DISINFECTION |  |  |  |  | OTHER | SCREENS
LAB | [7 empty] | BACKWASH | [5 empty] | OTHER
OTHER | [7 empty] | OTHER