## Read Me
Literature Review Notes
N/A = not applicable, includes studies where data are not site-specific
Unknown = this information may be relevant, but was not provided
Resources Tab
Resources tab contains all of the idenfied publications used in the literature review, including those that were identified and not used either because there was no relevant data, or the studies took place along the coast.
Resources not used in the literature review are noted in the "Data Entered" Column
Access column provides an indication of whether the material is publicly available. Blank indicates it is publicly available at the link provided in the Link column. Paywall indicates that a paid subscription is needed to access the document
Documents expressly addressing coastal areas were not evaluated further due to the anticipated dissimilarity to Tennessee
State-Municipal Guidance
State-Municipal Guidance tab contains the reduction efficiencies and effluent concentrations (where applicable) from jurisdiction guidance documents, typically stormwater design manuals.
The North Carolina Stormwater Control Measure Credit Document (2018) is a component of the North Carolina Stormwater Design Manual, which includes Minimum Design Criteria on which the crediting is based. Information on pretreatment, underdrain requirements, and O&M are derived from the practice specific chapters of the NC Stormwater Design Manual, updated November 20, 2020 and incorporated by reference.
x = can be removed by practice but efficiency was not quantified
Publications
Publications tab contains reduction efficiencies, concentrations, etc. identified in journal articles, white papers, and similar.
Coastal - while studies expressly identified as coastal were intially screened out, several studies within the coastal plain physiographic province were included in the Publications tab. These are denoted as such in the Location column.

## Resources
Title | Citation | BMP Type | Location | Coastal | Notes | Downloaded | Publication Type | Access | Link | data entered | reviewed by
A retrospective Comparison of water quality treatment in a bioretention cell 16 years following initial analysis | Johnson and Hunt. 2019. A retrospective Comparison of water quality treatment in a bioretention cell 16 years following initial analysis. Sustainability 11(1945) | bioretention | North Carolina |  |  | yes | peer reviewed |  | https://www.mdpi.com/2071-1050/11/7/1945/htm | yes | Aileen
BayFilter The Exact System Needed for Large & Small Sites | ADS. 2010. BayFilter The Exact System Needed for Large & Small Sites | hydrodynamic separators | n/a |  |  | yes | manufacture's documentation |  | https://assets.ads-pipe.com/m/38c4615f179a554b/original/BayFilter-Brochure-10653.pdf | yes | Aileen
Technical Note 1.04: Testing of Storm Water Quality Units | ADS. 2016. Technical Note: Testing of Storm Water Quality Units | hydrodynamic separators | n/a |  | summary of studies, manufacture lit | yes | manufacture's documentation |  | https://assets.ads-pipe.com/m/3e92fe48c85b38c7/original/Technical-Note-1-04-Testing-of-Storm-Water-Quality-Units.pdf | yes | Aileen
Barracuda Baysaver Technologies | ADS. 2019. Barracuda Sell Sheet | hydrodynamic separators | n/a |  |  | yes | manufacture's documentation |  | no longer online - replaced with newer documentation, see also https://assets.ads-pipe.com/m/3d04f3eee3b0986f/original/ADS-Barracuda-Sell-Sheet.pdf for same efficiency values | yes | Aileen
BaySeparator Stormwater Treatment System | ADS. 2019. BaySeparator Stormwater Treatment System | hydrodynamic separators | n/a |  |  | yes | manufacture's documentation |  | https://assets.ads-pipe.com/m/67793388bcb00b39/original/BaySeparator-Brochure.pdf | yes | Aileen
Water Quality Units | ADS. 2019. Water Quality Units | hydrodynamic separators | n/a |  |  | yes | manufacture's documentation |  | https://assets.ads-pipe.com/m/5171db2238f0f058/original/Water-Quality-Units-Brochure.pdf | yes | Aileen
Knox County Tennessee Stormwater Management Manual, Volume 2 Technical Guidance | AMEC Inc. 2008. Knox County Tennessee Stormwater Management Manual, Volume 2 Technical Guidance. Prepared for Knox County TN Department of Engineering and Public Works | multiple | Tennessee |  | unclear source of data | yes | Municipal guidance |  | https://knoxcounty.org/stormwater/volume2.php | yes | Aileen
Hydrologic and water quality evaluation of a permeable pavement and biofiltration device in series | Braswell, Anderson and Hunt. 2018. Hydrologic and water quality evaluation of a permeable pavement and biofiltration device in series. Water 10, 33 | permeable pavement and Filterra | North Carolina |  |  | yes | peer reviewed |  | https://www.mdpi.com/2073-4441/10/1/33 | yes | Aileen
Impacts of Media Depth of Effluent Water Quality and Hydrologic Performance of Undersized Bioretention Cells | Brown and Hunt. 2011. Impacts of Media Depth of Effluent Water Quality and Hydrologic Performance of Undersized Bioretention Cells. Journal of Irrigation and Drainage Engineering 137(3) | bioretention | North Carolina |  |  | yes | peer reviewed | paywall | https://www.researchgate.net/publication/245288893_Impacts_of_Media_Depth_on_Effluent_Water_Quality_and_Hydrologic_Performance_of_UnderSized_Bioretention_Cells | yes | Aileen
Underdrain Configuration to Enhance Bioretention Exfiltration to Reduce Pollutant Loads | Brown and Hunt. 2011. Underdrain Configuration to Enhance Bioretention Exfiltration to Reduce Pollutant Loads. Journal of Environmental Engineering 137(11) | bioretention | North Carolina |  |  | yes | peer reviewed | paywall | https://ascelibrary.org/doi/10.1061/%28ASCE%29EE.1943-7870.0000437 | yes | Aileen
Analysis of Consecutive events for nutrient and sediment treatment in field -monitored bioretention cells | Brown, Birgand and Hunt. 2013. Analysis of Consecutive events for nutrient and sediment treatment in field -monitored bioretention cells. Journal of Water Air and Soil Pollution, 224:1581 | bioretention | North Carolina |  |  | yes | peer reviewed |  | https://www.academia.edu/14722240/Analysis_of_Consecutive_Events_for_Nutrient_and_Sediment_Treatment_in_Field_Monitored_Bioretention_Cells | not relevant | Aileen | study results are not presented in a useful way, graphs of cummulative load over the year are presented. No concentrations or reduction values
Factors affecting the performance of stormwater treatment wetlands | Carleton et al. 2001. Factors affecting the performance of stormwater treatment wetlands. Water Research 35(6) | stormwater wetlands | national |  |  | yes | peer reviewed | paywall | https://www.researchgate.net/profile/Adil-Godrej/publication/12017824_Factors_Affecting_the_Performance_of_Stormwater_Treatment_Wetlands/links/5e96167f4585150839db715c/Factors-Affecting-the-Performance-of-Stormwater-Treatment-Wetlands.pdf | yes | Eugenia
Short- and long-term dynamics of nutrient removal in floating treatment wetlands | Chance, Van Brunt, Majsztrik and White. 2019. Short- and long-term dynamics of nutrient removal in floating treatment wetlands. Water Research. 159, pp153-163 | floating wetlands | South Carolina |  | mesocosms | yes | peer reviewed |  | https://reader.elsevier.com/reader/sd/pii/S0043135419303926?token=47EC4FD694066E78F0E33F34E72E808074B09C60489710F104A81EBB2DA19D1ED8B358633C7A62584C5BFBBC7CBD853C&originRegion=us-east-1&originCreation=20210922170146 | yes | Eugenia
Field Scale Evaluation of a Floating Media Bed Reactor for nutrient treatment in a wet detention pond | Chang, Crawford and Wanielista. 2015. International Low Impact Development Conference | wet detention | Florida | yes |  | yes | conference proceedings | paywall | https://www.researchgate.net/publication/301466355_Field-Scale_Evaluation_of_a_Floating_Media_Bed_Reactor_for_Nutrient_Treatment_in_a_Wet_Detention_Pond | yes | Eugenia
City of Auburn Water Resource Management Design and Construction Manual | City of Auburn Alabama. 2020. Water Resource Management Design and Construction Manual. | multiple | Alabama |  | Table 4-7, summary of numerous BMPs | yes | Municipal guidance |  | https://www.auburnalabama.org/water-resource-management/design-and-construction-manual/ | yes | Aileen
Post Construction Storm Water Design Manual | City of Birmingham. 2018. Alabama Post Construction Storm Water Design Manual. | multiple | Alabama |  | Table 6-2 reduction efficiencies, based on similar resources to other guidance docs. | yes | Municipal guidance |  | https://www.birminghamal.gov/wp-content/uploads/2019/04/BSW-Design-Manual_FINAL_March-2019-reduced.pdf | yes | Aileen
Side-by-side comparision of nitrogens species removal for four types of permeable pavement and standard asphalt in Eastern North Carolina | Collins, K.A., Hunt, W.F., Hathaway, J.M., 2010. Side-by-side comparision of nitrogens species removal for four types of permeable pavement and standard asphalt in Eastern North Carolina. Journal of Hydrologic Engineering, in press. | permeable pavement | North Carolina |  |  | yes | peer reviewed | paywall | https://ascelibrary.org/doi/10.1061/%28ASCE%29HE.1943-5584.0000139 | not relevant | Eugenia | study results are not presented in a useful way, graphs of mean concentratuons and loads over the study period are presented. No concentrations or reduction values
Stormwater Management StormFilter PhosphoSorb Field Performance Summary | Contech. 2015. Stormwater Management StormFilter PhosphoSorb Field Performance Summary | hydrodynamic separators | Oregon |  |  | yes | manufacture's documentation |  | https://www.conteches.com/Portals/0/Documents/Product%20Evaluation%20and%20%20Testing/Phosphosorb%20Technical%20Brief.pdf?ver=2018-05-31-143330-170 | yes | Eugenia
Vortechs Guide Operation, Design, Performance, and Maintenance | Contech. 2017. Vortechs Guide Operation, Design, Performance, and Maintenance | hydrodynamic separators | n/a |  |  | yes | manufacture's documentation |  | https://www.portlandoregon.gov/bes/article/314404 | yes | Eugenia
Filterra High Performance Bioretention | Contech. 2020. Filterra High Performance Bioretention. Marketing Brochure | modular bioretention | n/a |  |  | yes | manufacture's documentation |  | https://www.conteches.com/Portals/0/Documents/Brochures/Filterra%20Solutions%20Brochure.pdf?ver=2018-05-16-090436-300 | yes | Eugenia
Stormwater Ponds in Coastal South Carolina: 2019 State of Knowledge Full Report | Cotti-Rausch, B.E., Majidzadeh, H., and DeVoe, M.R., eds. 2019. Stormwater Ponds in Coastal South Carolina: 2019 State of Knowledge Full Report. S.C. Sea Grant Consortium, Charleston, S.C | wet detention | South Carolina | yes | seems to have duplicate data to SCDEHC Handbook and BMP database, has data from Interantional BMP database, unclear if limited to coastal wet detention | yes | State guidance |  | https://dc.statelibrary.sc.gov/handle/10827/32187 | yes | Eugenia
National Pollutant Removal Performance Database, Version 3 | CWP. 2007. National Pollutant Removal Performance Database. | multiple | n/a |  | aggregation of studies nation-wide | yes | white paper |  | https://owl.cwp.org/mdocs-posts/fraley-mcneall-_national_pollutant_removal_perf_v3/ | yes | Eugenia
Stormwater Treatment by Two Retrofit Infiltration Practices | DeBusk. 2008. Stormwater Treatment by Two Retrofit Infiltration Practices. Masters Thesis Virginia Tech | bioretention and CU-Structural Soil infiltration trench | Virginia (Blacksburg) |  |  | yes | Thesis |  | https://vtechworks.lib.vt.edu/bitstream/handle/10919/32757/DeBusk_MS_Thesis.pdf?sequence=1&isAllowed=y | yes | Eugenia
Silva Cell Fact Sheet | Deeproot Green Infrastructure LLC. 2018 | silva cell | North Carolina |  | cites Page et al 2015 | yes | manufacture's documentation |  | https://www.deeproot.com/wp-content/uploads/stories/2020/12/Silva-Cell-Stormwater-Manual.pdf | yes | Eugenia
State of Knowledge Report: Stormwater ponds in the coastal zone, South Carolina | Drescher S, Messersmith M, Davis B, Sanger D. 2007. State of Knowledge Report: Stormwater ponds in the coastal zone, South Carolina. Prepared for DHEC-OCRM and S.C. Sea Grant Consortium | wet detention | South Carolina | yes | cites a few studies in southeast | yes | State guidance |  | https://scdhec.gov/sites/default/files/docs/HomeAndEnvironment/Docs/SOK_Ponds.pdf | no, coastal, skipped
Low Impact Development in Coastal South Carolina: A Planning and Design Guide | Ellis, K., C. Berg, D. Caraco, S. Drescher, G. Hoffmann, B. Keppler, M. LaRocco, and A.Turner. 2014. Low Impact Development in Coastal South Carolina: A Planning and Design Guide. ACE Basin and North Inlet – Winyah Bay National Estuarine Research Reserves, 462 pp. | multiple | South Carolina | yes |  | yes | State guidance |  | http://www.scseagrant.org/pdf_files/LID-in-Coastal-SC-low-res.pdf | no, coastal, skipped
Dry Detention Basin Optimization for Water Quality Treatment: Controlled Plot Trials | Ellis. 2021. Dry Detention Basin Optimization for Water Quality Treatment: Controlled Plot Trials. These submitted to North Carolina State University | dry detention | North Carolina |  |  | yes | Thesis |  | https://connect.ncdot.gov/projects/research/RNAProjDocs/2018-03%20Final%20Report.pdf | yes | Eugenia
Low Impact Development (LID) A Literature Review | EPA and Low Impact Development Center. 2000. Low Impact Development (LID) A Literature Review | permeable pavement and swales | Florida | yes | just one case study | yes | EPA report |  | https://nepis.epa.gov/Exe/ZyNET.exe/P1001B6V.TXT?ZyActionD=ZyDocument&Client=EPA&Index=2000+Thru+2005&Docs=&Query=&Time=&EndTime=&SearchMethod=1&TocRestrict=n&Toc=&TocEntry=&QField=&QFieldYear=&QFieldMonth=&QFieldDay=&IntQFieldOp=0&ExtQFieldOp=0&XmlQuery=&File=D%3A%5Czyfiles%5CIndex%20Data%5C00thru05%5CTxt%5C00000015%5CP1001B6V.txt&User=ANONYMOUS&Password=anonymous&SortMethod=h%7C-&MaximumDocuments=1&FuzzyDegree=0&ImageQuality=r75g8/r75g8/x150y150g16/i425&Display=hpfr&DefSeekPage=x&SearchBack=ZyActionL&Back=ZyActionS&BackDesc=Results%20page&MaximumPages=1&ZyEntry=1&SeekPage=x&ZyPURL | no, coastal, skipped
National Management Measures to Control Nonpoint Source Pollution from Urban Areas | EPA. 2005. National Management Measures to Control Nonpoint Source Pollution from Urban Areas. EPA-841-B-05-004 | multiple | n/a |  | Table 5.8 provides data from Caraco and Winer 2000, which is an older version of CWP/ Winer 2007 | yes | EPA report |  | https://www.epa.gov/sites/default/files/2015-09/documents/urban_guidance_0.pdf | yes | Eugenia
Georgia Stormwater Management Manual, Volume 2: Technical Handbook | Georgia. 2016. Georgia Stormwater Management Manual, Volume 2: Technical Handbook | multiple | Georgia (but data is not all from GA) |  |  | yes | State guidance |  | https://cdn.atlantaregional.org/wp-content/uploads/gsmm-2016-edition-final-v2.pdf | yes | Aileen
Evaluation of Best Management Practices and Low Impact Development for Highway Runoff Control | Geosyntec, Oregon State University, University of Florida, and LID Center. No Date. Evaluation of Best Management Practices and Low Impact Development for Highway Runoff Control. Prepared for National Cooperative Highway Research Program. Transportation Research Board and National Research Council. | multiple | n/a |  | Table 6-3 has median concentrations from International BMP database (as of 2004) (published in 2006 or later) | yes | white paper |  | https://www.coralreef.gov/transportation/evalbmp.pdf | yes | Eugenia
Evaluation of Stormwater Wetlands in Series in Piedmont North Carolina. | Hathaway and Hunt. 2010. Evaluation of Stormwater Wetlands in Series in Piedmont North Carolina. Journal of Environmental Engineering. 136(1) | stormwater wetlands | North Carolina |  |  | yes | peer reviewed | paywall | https://ascelibrary.org/doi/abs/10.1061/%28ASCE%29EE.1943-7870.0000130 | yes | Aileen
Indicator bacteria removal in storm-water best management practices in Charlotte, North Carolina | Hathaway J, Hunt W, Jadlocki S. 2009. Indicator bacteria removal in storm-water best management practices in Charlotte, North Carolina. Journal of Environmental Engineering 135(12): 1275-1285 | multiple | North Carolina |  |  | yes | peer reviewed |  | http://lshs.tamu.edu/docs/lshs/end-notes/indicator%20bacteria%20removal%20in%20stormwater%20bmps%20in%20charlotte,%20nc-3678140698/indicator%20bacteria%20removal%20in%20stormwater%20bmps%20in%20charlotte,%20nc.pdf | yes | Aileen
City of Charlotte Pilot BMP Monitoring Program Morehead Place Dry Detention Basin | Hathaway, Hunt, and Johnson. 2007. City of Charlotte Pilot BMP Monitoring Program Morehead Place Dry Detention Basin. Submitted to City of Charlotte - Stormwater Services. Prepared by North Carolina State University, Department of Biological and Agricultural Engineering | dry detention | North Carolina |  |  | yes | report to city |  | https://charlottenc.gov/StormWater/SurfaceWaterQuality/Documents/MoreheadPlaceDryDetentionFinalReport.pdf | yes | Aileen
City of Charlotte Pilot BMP Monitoring Program University Executive Park Dry Detention Basin | Hathaway, Hunt, and Johnson. 2007. City of Charlotte Pilot BMP Monitoring Program University Executive Park Dry Detention Basin. Submitted to City of Charlotte - Stormwater Services. Prepared by North Carolina State University, Department of Biological and Agricultural Engineering | dry detention | North Carolina |  |  | yes | report to city |  | https://charlottenc.gov/StormWater/SurfaceWaterQuality/Documents/UniversityPlaceDryDetentionFinalReport.pdf | yes | Aileen
City of Charlotte Pilot BMP Monitoring Program Pierson Pond | Hathaway, Hunt, Smith and Johnson. 2007. City of Charlotte Pilot BMP Monitoring Program Pierson Pond. Submitted to City of Charlotte - Stormwater Services. Prepared by North Carolina State University, Department of Biological and Agricultural Engineering | wet detention | North Carolina |  |  | yes | report to city |  | https://studylib.net/doc/13387691/city-of-charlotte-pilot-bmp-monitoring-program--pierson-pond | yes | Aileen
Filterra Bioretention Systems: Technical Basis for High Flow Rate Treatment and Evaluation of Stormwater Quality Performance | Herrera Environmental Consultants and GeoSyntec. 2010. Filterra Bioretention Systems: Technical Basis for High Flow Rate Treatment and Evaluation of Stormwater Quality Performance. Prepared for Contech Engineered Solutions LLC. | Filterra - modular bioretention | Washington |  | white paper - Table 3 has removal efficiencies | yes | prepared for manufacturer |  | https://www.conteches.com/Portals/0/Documents/White%20Papers/Filterra%20High%20Flow%20Rate%20Treatment%20Whitepaper.pdf?ver=2018-05-31-143325-587 | yes | Eugenia
Reduction in Nitrogen Exports from stormflow after conversion of a dry detention basin to a stormwater wetland | Humphrey and Iverson. 2020. Reduction in Nitrogen Exports from stormflow after conversion of a dry detention basin to a stormwater wetland. Applied Sciences. 10(24) | stormwater wetlands, dry detention | North Carolina |  |  | yes | peer reviewed |  | https://scholar.google.com/scholar?hl=en&as_sdt=0%2C9&q=Reduction+in+Nitrogen+Exports+from+stormflow+after+conversion+of+a+dry+detention+basin+to+a+stormwater+wetland&btnG= | not relevant | Eugenia | Results of the study were not presented in a way that was useful. More of comparison between a dry detention basin and a stormwater wetland.
Pollutant Removal and Peak Flow Mitigation by a bioretention cell in urban Charlotte, NC. | Hunt et al. 2008. Pollutant Removal and Peak Flow Mitigation by a bioretention cell in urban Charlotte, NC. Journal of Environmental Engineering. 134(5) | bioretention | North Carolina |  |  | yes | peer reviewed | paywall | https://ascelibrary.org/doi/10.1061/%28ASCE%290733-9372%282008%29134%3A5%28403%29 | yes | Aileen
Meeting Hydrologic and Water Quality Goals through Targeted Bioretention Design | Hunt, Davis, and Traver. 2012. Meeting Hydrologic and Water Quality Goals through Targeted Bioretention Design. Journal of Environmental Engineering. 138(6). | bioretention | North Carolina |  |  | yes | peer reviewed |  | https://scholar.google.com/scholar?q=Meeting+Hydrologic+and+Water+Quality+Goals+through+Targeted+Bioretention+Design&hl=en&as_sdt=0&as_vis=1&oi=scholart | not relevant | Aileen | general design guidance to prioritize for wq, hydrology, etc. Not relevant for this but useful for design standards
Evaluating Bioretention Hydrology and Nutrient Removal at Three Field Sites in North Carolina | Hunt, Jarrett, Smith and Sharkey. 2006. Evaluating Bioretention Hydrology and Nutrient Removal at Three Field Sites in North Carolina. Journal of Irrigation and Drainage Engineering 132(6) | bioretention | North Carolina |  |  | yes | peer reviewed | paywall | https://ascelibrary.org/doi/10.1061/%28ASCE%290733-9437%282006%29132%3A6%28600%29 | yes | Aileen
Bioretention Performance, Design, Construction, and Maintenance | Hunt, W. F., and W. G. Lord. 2006. Urban Waterways: Bioretention Performance, Design, Construction, and Maintenance. N.C. Cooperative Extension, N.C. State University | bioretention | North Carolina |  |  | yes | white paper |  | https://content.ces.ncsu.edu/bioretention-performance-design-construction-and-maintenance | yes | Eugenia
Field Assessment of the Hydrologic Mitigation Performance of Three Aging Bioretention Cells | Johnson and Hunt. 2020. Field Assessment of the Hydrologic Mitigation Performance of Three Aging Bioretention Cells. Journal of Sustainable Water in the Built Environment 6(4) | bioretention | North Carolina |  |  | yes | peer reviewed | paywall | https://ascelibrary.org/doi/10.1061/JSWBAY.0000925 | not relevant | Aileen | no WQ data, only hydrolgic data
Efficiency of a stormwater detention pond in reducing loads of chemical and physical constituents in urban streamflow, Pinellas County, FL | Kantrowitz and Woodham. 1994. Efficiency of a stormwater detention pond in reducing loads of chemical and physical constituents in urban streamflow, Pinellas County, FL; USGS WRIR 94-4217 | wet detention | Florida | yes | old | yes | USGS report |  | https://pubs.er.usgs.gov/publication/wri944217 | no, coastal, skipped
UpFlow filtration for the treatment of stormwater at critical source areas | Khambhammettu, Pitt, Andoh and Clark. 2007. "UpFlow filtration for the treatment of stormwater at critical source areas" Chapter 9 in Contemporary Modeling of Urban Water Systems Monograph 15 (Edited by W. James, E.A. McBean, R.E.Pitt, and S.J. Wright). CHI Guelph, Ontario, pp185-204 | proprietary filtering device | Alabama |  | Table 5 presents a summary of results | yes | book |  | https://www.chijournal.org/Content/Files/R227-09.pdf | yes | Eugenia
Side by Side evaluation of four level spreader vegetated filter strips and a swale in eastern North Carolina | Knight, Hunt and Winston. 2013. Side by Side evaluation of four level spreader vegetated filter strips and a swale in eastern North Carolina. Journal of Soil and Water Conservation. 68(1) | swale | North Carolina |  |  | yes | peer reviewed |  | https://enviremed.com/wp-content/uploads/Knight.et_.al_.2013.JSWC_.68.1.61-72.pdf | yes | Eugenia
Nitrogen Removal by Stormwater Management Structures: A Data Synthesis | Koch et al. 2014. Nitrogen Removal by Stormwater Management Structures: A Data Synthesis. Journal of the American Water Resources Association. 50(6) 1594-1607 | multiple | n/a |  | uses the BMP Database. Table 5 provides removal efficiencies | yes | peer reviewed |  | https://palmerlab.umd.edu/publications/Palmerpublications/Koch2014.pdf | yes | Eugenia
Evaluating Four Storm-water performance metrics with a North Carolina Coastal Plain Storm-Water Wetland | Lenhart and Hunt 2011. Evaluating Four Storm-water performance metrics with a North Carolina Coastal Plain Storm-Water Wetland. Journal of Environmental Engineering 137(2) | stormwater wetlands | North Carolina | yes |  | yes | peer reviewed | paywall | https://ascelibrary.org/doi/abs/10.1061/(ASCE)EE.1943-7870.0000307 | no, coastal, skipped
Performance of a bioretention area and a level spreader grass filter strip at two highway sites in North Carolina | Line and Hunt. 2009. Performance of a bioretention area and a level spreader grass filter strip at two highway sites in North Carolina. Journal of Irrigation and Drainage Engineering 135(2) | bioretention | North Carolina |  |  | yes | peer reviewed | paywall | https://ascelibrary.org/doi/10.1061/%28ASCE%290733-9437%282009%29135%3A2%28217%29 | yes | Aileen
Effectiveness of LID for Commercial Development in North Carolina | Line et al. 2012. Effectiveness of LID for Commercial Development in North Carolina. Journal of Environmental Engineering. 138(6) | wet detention, LID | North Carolina |  |  | yes | peer reviewed | paywall | https://ascelibrary.org/doi/10.1061/%28ASCE%29EE.1943-7870.0000515 | yes | Eugenia
Evaluating BMPs for Treating Stormwater and Wastewater from NCDOT's Highways, Industrial Facilities and Borrow Pits | Line. 2006. Evaluating BMPs for Treating Stormwater and Wastewater from NCDOT's Highways, Industrial Facilities and Borrow Pits. North Carolina State University, North Carolina Department of Transportation | extended detention, wetland, level spreader | North Carolina |  |  | yes | white paper |  | https://connect.ncdot.gov/projects/research/RNAProjDocs/2001-07FinalReport.pdf | yes | Eugenia
Assessing the non-point source pollutant removal efficiencies of a two-basin stormwater management system in an urbanizing watershed | Lovern. 2000. Assessing the non-point source pollutant removal efficiencies of a two-basin stormwater management system in an urbanizing watershed. Thesis submitted to Virginia Polytechnic Institute and State University | wet detention and dry detention | Virginia (Blacksburg) |  |  | yes | Thesis |  | https://vtechworks.lib.vt.edu/bitstream/handle/10919/33330/ThesisSBLFinal.PDF | yes | Eugenia
Low Impact Development Handbook for the State of Alabama | ADEM. Low Impact Development Handbook for the State of Alabama. No date. Alabama Department of Environmental Management, Alabama Cooperative Extension System and Auburn University. | multiple | Alabama |  | contains many cross references to other handbooks | yes | State guidance |  | http://adem.alabama.gov/programs/water/waterforms/LIDHandbook.pdf | yes | Aileen
Evaluation of undersized bioretention stormwater control measures for treatment of highway bridge deck runoff | Luell, Hunt and Winston. 2011. Evaluation of undersized bioretention stormwater control measures for treatment of highway bridge deck runoff. Water Science & Technology. 64(4) | bioretention | North Carolina |  | figures available online https://www.semanticscholar.org/paper/Evaluation-of-undersized-bioretention-stormwater-of-Luell-Hunt/4d759107eb5171cb136399eabcdc67b69ef5a7de | yes | peer reviewed | paywall | https://iwaponline.com/wst/article-abstract/64/4/974/16957/Evaluation-of-undersized-bioretention-stormwater?redirectedFrom=fulltext | yes | Aileen
Evaluation of commercial floating treatment wetland technologies for nutrient remediation of stormwater | Lynch, Fox, Owen and Sample. 2015. Evaluation of commercial floating treatment wetland technologies for nutrient remediation of stormwater. Ecological Engineering 75 (61-69) | floating wetlands | Virginia Beach |  |  | yes | peer reviewed |  | https://vtechworks.lib.vt.edu/bitstream/handle/10919/51505/Lynch_et_al_2014_Ecological_Engineering.pdf | yes | Eugenia
Pollutant Removal Efficiency of Three Wet Detention Ponds | Mallin et al. 2002. Pollutant Removal Efficiency of Three Wet Detention Ponds. Journal of Environmental Quality 31:654-660 | wet detention | North Carolina | yes |  | yes | peer reviewed |  | https://uncw.edu/cms/aelab/reports%20and%20publications/2002/2002,jeq,pollutant%20removal%20efficacy....pdf | no, coastal, skipped
Influent Pollutant Concentrations as Predictors of Effluent Pollutant Concentrations for Mid-Atlantic Bioretention | McNett, Hunt and Davis. 2011. Influent Pollutant Concentrations as Predictors of Effluent Pollutant Concentrations for Mid-Atlantic Bioretention. Jorunal of Environmental Engineering. Vol 137(9) | bioretention | North Carolina |  |  | yes | peer reviewed | paywall | https://ascelibrary.org/doi/10.1061/%28ASCE%29EE.1943-7870.0000373 | yes | Aileen
Maintenance versus Maturation: Constructed Stormwater Wetland's Fifth Year Water Quality and Hydrologic Assessment | Merriman and Hunt. 2014. Maintenance versus Maturation: Constructed Stormwater Wetland's Fifth Year Water Quality and Hydrologic Assessment. Journal of Environmental Engineering. 140 (10) | stormwater wetlands | North Carolina |  |  | yes | peer reviewed | paywall | https://ascelibrary.org/doi/10.1061/%28ASCE%29EE.1943-7870.0000861 | yes | Eugenia
Assessing the hydrology and pollutant removal efficiencies of wet detention ponds in South Carolina | Messersmith, M. 2007. Assessing the hydrology and pollutant removal efficiencies of wet detention ponds in South Carolina. The Graduate School of the College of Charleston, Charleston, SC. | wet detention | South Carolina | yes |  | yes | Thesis |  | https://owl.cwp.org/mdocs-posts/messersmith_assessing-hydrology-sc_2007/ | no, coastal, skipped
Organic nitrogen exports from urban stormwater wetlands in North Carolina | Moore et al. 2011. Organic nitrogen exports from urban stormwater wetlands in North Carolina. Ecological Engineering. 37(4): 589-594 | stormwater wetlands | North Carolina |  |  | yes | peer reviewed | paywall | https://www.sciencedirect.com/science/article/abs/pii/S0925857410003502 | yes | Eugenia
NJCAT Technology Verification Vortechs Contech Construction Products, inc. | NJCAT. 2011. NJCAT Technology Verification Vortechs Contech Construction Products, Inc. | hydrodynamic separators | New Jersey |  | manufacturer performance verification | yes | State guidance/manufacture's documentation |  | http://www.njcat.org/uploads/newDocs/VortecsNJCATFieldVerification411.pdf | yes | Eugenia
North Carolina Stormwater Control Measure Credit Document | North Carolina Department of Environmental Quality. 2018. North Carolina Stormwater Control Measure Credit Document | multiple | North Carolina |  | Document has EMCs and % reductions for all studies used in crediting | yes | State guidance |  | https://files.nc.gov/ncdeq/Energy%20Mineral%20and%20Land%20Resources/Stormwater/BMP%20Manual/SCM-Credit-Doc-2018-11-7.pdf | yes | Aileen
| North Carolina Department of Environmental Quality. 2017-2020. North Carolina Stormwater Design Manual | multiple | North Carolina |  | This document contains the minimum design criteria incorporated by reference in NC DEQ 2018. North Carolina Stormwater Control Measure Credit Document | yes | State guidance |  | https://deq.nc.gov/about/divisions/energy-mineral-and-land-resources/stormwater/stormwater-program/stormwater-design | yes | Aileen
Retrofitting residential streets with stormwater control measures over sandy soils for water quality improvement at the catchment scale | Page et al. 2015. Retrofitting residential streets with stormwater control measures over sandy soils for water quality improvement at the catchment scale. Journal of Environmental Engineering. 141(4) | bioretention, permeable pavement, tree filter | North Carolina | yes |  | yes | peer reviewed | paywall | https://ascelibrary.org/doi/abs/10.1061/(ASCE)EE.1943-7870.0000898 | no, coastal, skipped
Soils Beneath Suspended Pavements: An Opportunity for Stormwater Control and Treatment | Page, J.L., R.J. Winston, and W.F. Hunt, III, 2015. Soils Beneath Suspended Pavements: An Opportunity for Stormwater Control and Treatment. Ecological Engineering, 2015, 82: 40 – 48 | silva cell | North Carolina |  |  | yes | peer reviewed |  | https://www.deeproot.com/silvapdfs/resources/SC2/articles/soils-suspended-pavement.pdf#:~:text=Suspended%20pavement%20systems%20create%20an%20uncompacted%20soil%20volume,matrix%20beneath%20a%20suspended%20pavement%20includes%20stormwater%20management. | not relevant | Eugenia | Not useful because it's a paired watershed study comparing water quality in a control watershed and a watershed with multiple BMP retrofits. Individual BMP efficiencies not provided.
Field Monitoring of Two Silva Cell Installations in Wilmington North Carolina: Final Report | Page, Winston and Hunt. 2014.Field Monitoring of Two Silva Cell Installations in Wilmington North Carolina: Final Report. Prepared for DeepRoot. Prepared by NC State University. | silva cell | North Carolina | yes |  | yes | prepared for manufacturer |  | https://www.deeproot.com/silvapdfs/resources/articles/NCSU_deep_root_final_report_1_27_2014.pdf | no, coastal, skipped
Field Study of the Ability of Two Grassed Bioretention Cells to Reduce Stormwater Runoff Pollution. | Passeport et al. 2009. Field Study of the Ability of Two Grassed Bioretention Cells to Reduce Stormwater Runoff Pollution. Journal of Irrigation and Drainage Engineering. 135(4) | bioretention | North Carolina |  |  | yes | peer reviewed | paywall | https://ascelibrary.org/doi/10.1061/%28ASCE%29IR.1943-4774.0000006 | yes | Aileen
Real Time control schemes for improving water quality from bioretention cells | Persaud et al 2019. Blue-Green Systems. Vol 1 No 1 | bioretention | n/a |  |  | yes | peer reviewed |  | https://watermark.silverchair.com/bgs0010055.pdf?token=AQECAHi208BE49Ooan9kkhW_Ercy7Dm3ZL_9Cf3qfKAc485ysgAAA5kwggOVBgkqhkiG9w0BBwagggOGMIIDggIBADCCA3sGCSqGSIb3DQEHATAeBglghkgBZQMEAS4wEQQMIt-LhkHWLxqFq-AfAgEQgIIDTKVsDwbfkEy2O1hWVuvjAUqsJZkExMHDSL6k36WztjBHUBinjBiyfSt1MlK1vxWAw0y---tcjGpR7W4lnRLehPc4HKOEhh9ZCLwb8Q_I3d1dDIjGH8KKnJfyjSRWVNcYsvXgKQ_Vb2qr9Nb7PIK5sIx9pizzvAgM5Gm00TKIX0TrryvFOpS0AGP91LLb4k2QcDOxrekAxokzCPNQiL-dMyP5NLyHcu_7MB6urs1rP2HBHma1U2LHo6ucYgOIbBDMYgJilInVZW54rRLaY8KLMa0T94huOugZXRzoGEFJYWm-1MSLR8ETl9FLdKckFL9LJu6xuxbfSDjbmardVyF7VFRtvy-OeWheYzdy1jLYevOHBc4GuxwI4nDv3EAtNOIyjaYbFw9NygohMms2bW0CVVmuz-TS7DX8QbO735r3AtdRfjacvvUvPvi80wHYrqjsbuwn8GItWN2vFQkMcHRWNoF3diLnZjcQPW9kax0MWrM-8FblN3sYyDlDAC_fVYQ81Gfgfv0s23rU9ukoco_0rOCMI0xdVv957g31gDyyac8jkv5wahioyVwdCQX9Psh30gRQ1BQ1OXHxdk0EcemKBZ0HJWxUtws-npLCoJqPa3utHEH5hjE6ySiE1UDFKinwpBtRfzYdvse28-GbaQZ4OdIegnyRtAx1zPEtFvz09npSBUPw9PF5Fj5pYOh3HVKTKow-Xr0rCHGCdxz04vYceNeUFpMsNp4FykOW5pOLB6jV68Lr5jlAfYL4CYjo6zn1H3NFx6BYRqyNupOlDOfTuHB7ZcOOk94t05jiihonVJu7Yxe35HDnMfTe1r3ENkv08Ngcnoh4Y7qJUXc4vG4mSwVWXRmK55D-CFDW39g80H4djIHZoHO4RXW8x43zWNA1Wf_GYT-VJ8qhsdbPe30h-aVPR5y8B4s8stgU4EQoVq9nD-OXF7PBVR0j1Zmqx03a1kEGIZ0u4zTDqwhFCgeMo4ckKDbvMw9MZtEEvwe_3p-SacErRtk3L9uXjrbP1OAScvbQqZlQwts6s7a-DrxL7Ncyy1fp8hAcfQ6otIicbGxsqp0U0AaL1rDnGwyhsMQ-O9vaWqrx7r4t81lbRAzAjBf8tezd7ff63OVDAeE | yes | Eugenia
Stormwater Best Management Practices: Improvement and Evaluation | Pilon. 2010. Stormwater Best Management Practices: Improvement and Evaluation. University of tennessee, Knoxville, Masters Thesis | pervious concrete and solid state skimmer | Tennessee |  |  | yes | Thesis |  | https://trace.tennessee.edu/cgi/viewcontent.cgi?referer=&httpsredir=1&article=1840&context=utk_gradthes | yes | Eugenia | pervious concrete data not useful because it's only in figure form. No tables.
Full-Scale Up-Flow Filter Field Performance Verification Tests | Pitt and Cai. 2013. Full-Scale Up-Flow Filter Field Performance Verification Tests. Prepared for Hydro International plc. Portland, ME, Prepared by Department of Civil, Construction, and Environmental Engineering, University of Alabama | proprietary filtering device | Alabama |  |  | yes | prepared for manufacturer |  | http://unix.eng.ua.edu/~rpitt/Publications/5_Stormwater_Treatment/Treatment_trains_and_sizing_controls/Upflow_Filter/UpFlo%20Filter%20Final%20Performance%20Report.pdf | yes | Eugenia
Nutrient Reduction in Stormwater Pond Discharge Using a Chamber Upflow Filter and Skimmer (CUFS) | Ryan, Wanielista, and Chang. 2009. Nutrient Reduction in Stormwater Pond Discharge Using a Chamber Upflow Filter and Skimmer (CUFS). Water, Air and Soil Pollution August 2009 | wet detention | Florida | yes |  | yes | peer reviewed |  | https://stormwater.ucf.edu/wp-content/uploads/2014/09/CUFSWaterSoilAirPublicaton.pdf | no, coastal, skipped
Influence of groundwater on performance of stormwater ponds in Florida, The practice of watershed protection | Schueler T. 2000. Influence of groundwater on performance of stormwater ponds in Florida, The practice of watershed protection. Ellicott City, MD: Center for Watershed Protection pp. 439-442 | wet detention | Florida | yes |  | yes | white paper |  | https://owl.cwp.org/mdocs-posts/elc_pwp78/ | no, coastal, skipped
Pollutant Removal in Bioretention Cells with Grass Cover | Smith, R.A., Hunt, W.F., 2007. Pollutant Removal in Bioretention Cells with Grass Cover. World Environmental and Water Resource Congress 2007 | bioretention | North Carolina |  |  | yes | conference proceedings | paywall | https://ascelibrary.org/doi/abs/10.1061/40927%28243%29581?src=recsys | yes | Aileen
Hydrologic and Water Quality Evaluation of a rapid flow biofiltration device | Smolek, Anderson and Hunt. 2018. Hydrologic and Water Quality Evaluation of a rapid flow biofiltration device. Journal of Environmental Engineering 144(2) | Filterra - modular bioretention | North Carolina |  | units not provided for loads in Table 10 | yes | peer reviewed | paywall | https://ascelibrary.org/doi/10.1061/%28ASCE%29EE.1943-7870.0001275 | yes | Eugenia
SCDHEC Stormwater Management BMP Handbook | South Carolina DHEC Storm Water Management BMP Field Manual. 2005. South Carolina Department of Health and Environmental Control | multiple | South Carolina |  | full manual is old version, need to use individual BMP downloads | yes | State guidance |  | https://scdhec.gov/bow/stormwater/best-management-practices-bmps/bmp-handbook | yes | Aileen
Field Evaluation of a stormwater bioretention filtration system | Stanford and Yu. 2007. Field Evaluation of a stormwater bioretention filtration system. World Environmental and Water Resources Congress 2007. | Filterra - modular bioretention | Virginia |  |  | yes | conference proceedings | paywall | https://ascelibrary.org/doi/10.1061/40927%28243%2912 | yes | Eugenia
Investigating the Hydrologic and Water Quality Performance of Trees in Bioretention Mesocosms | Tirpak et al. 2019. Investigating the Hydrologic and Water Quality Performance of Trees in Bioretention Mesocosms. Journal of Hydrology Vol 576 | bioretention | Tennessee |  | mesocosms | yes | peer reviewed |  | https://pdf.sciencedirectassets.com/271842/1-s2.0-S0022169419X00086/1-s2.0-S0022169419305906/am.pdf?X-Amz-Security-Token=IQoJb3JpZ2luX2VjEMf%2F%2F%2F%2F%2F%2F%2F%2F%2F%2FwEaCXVzLWVhc3QtMSJIMEYCIQCgPsqDdIf5i5RinYf1QvcZLAkvzc%2BYKu4wrdghMk6b9gIhALAz%2F18rP%2F4ZTM0ZJpje2hLAfNo4Ot4Ln1WZtQv%2F96oiKvoDCDAQBBoMMDU5MDAzNTQ2ODY1IgwJJT4Th53rH3d4rO8q1wNtVtDbwQ4zlnoaRl%2BQOwPZf0mr3AhodYGPfENVEyo6NbReISGi1XzlW%2B%2BPSpKx1Tlp6ChCtUQCh4RsY19uW0g%2FYDo0Xa%2BH0Lhoevtm1TZyXhcBWhqIX7tVF82EkSBqmsJooPGFvxESk%2BEou16fe1v9%2FC4kHBUPLUTgLZKK4f6r14qAOOB9kXPIiAyOzwHo01%2Bfl0OMOD0lQSm0FW%2BxckrweCOpS6cxmGkx2LvkDyJoHj4Ze0CK6eroXjGEMxj%2FozxsXXrmIpW1Jo8AnorHw2NnBiVyD7%2Fr6f40zHvgCRA6RYShq3IY1MEKk1KPel82CVkeiPkKjE8rxi1ecj79Tj6gJc94WCScgAak60wrUpiQuJTsQQRKH%2F06bPi9s39cStGIkg0LI1nVHqxkzs%2FrZ0hOe8czTwVsLhKIxvl45q8eWt6Fy1lB1b4p43u6Ya7KY%2BGWPkiFfnMwaKC4EQI%2BzAATQUB7KMHCpBalh%2FGMh6wEdWEURnKikIj6hsFQ7yZf%2FHPOoNTAkM%2Fbny5M3evZUsHnFXWJAaC7MPprsAxsr2IYkq6Qj4VNVEyrKmMAw7ZmK%2Bjlf1hSUgePUu%2FwAUpQ1vvnb43Ls59LDxq%2BMp%2Fr%2BMOft6H5t38uL1Qw5aayigY6pAF7E%2FIyDs79EDxBaWrT6M%2F6PwpmEy99RUoWI1uxP6afHwwqFtlnqPqJezZjmphFdWFDC2XCx5BXUqxJMoThIQxv8QnnQD%2F9SdjQILcCt%2Be%2BqEnF16sJ0fZ4qOZG6X1qlqRsI%2BZlOQXJuuLGyFhSflbUqMIh5TUuU44RDHYnja6queTJqK9%2FIC8GizezyukZITLXSV%2BxSaVmr3z2TjXaVdErXjyyeA%3D%3D&X-Amz-Algorithm=AWS4-HMAC-SHA256&X-Amz-Date=20210923T152523Z&X-Amz-SignedHeaders=host&X-Amz-Expires=300&X-Amz-Credential=ASIAQ3PHCVTYVCU2RSXS%2F20210923%2Fus-east-1%2Fs3%2Faws4_request&X-Amz-Signature=10154286eb509efe19b8d865f9021df179a3f81971a7537978d86d2e3cf5dea9&hash=d73f20a65c11526eddb8ce4e50626cf0447baf07713590966af663d2dafe011c&host=68042c943591013ac2b2430a89b270f6af2c76d8dfd086a07176afe7c76c2c61&pii=S0022169419305906&tid=pdf-a7b71a8d-e916-4c5c-88c4-8406705b30fa&sid=a327bdc5235c6740201b6cd603bbd850c479gxrqa&type=client | not relevant | Eugenia | pollutant removal efficiencies not provided
Suspended Pavement Systems as Opportunities for Subsurface Bioretention | Tirpak et al. 2019. Suspended Pavement Systems as Opportunities for Subsurface Bioretention. Ecological Engineering. 134(39-46) | silva cell | Tennessee |  | manuscript version | yes | peer reviewed |  | https://pdf.sciencedirectassets.com/271742/1-s2.0-S0925857419X00075/1-s2.0-S0925857419301570/am.pdf?X-Amz-Security-Token=IQoJb3JpZ2luX2VjEMf%2F%2F%2F%2F%2F%2F%2F%2F%2F%2FwEaCXVzLWVhc3QtMSJHMEUCIC3R%2BTdUQPOZ%2Ff8MnHe7CTgO7w9k6An5ibE%2B0S%2B1hsa6AiEAw0Cv8qV7SgUlV4zLnDSIuafBEecL%2FJJ7aIXLNWM6iHgq%2BgMILxAEGgwwNTkwMDM1NDY4NjUiDHATBAle7csygp633yrXA93nAwoV9iYbXBlA6JNWDJO9xBgY91vmmGNm2jQmT7lGh%2B%2FYIol8CHqNDIP3ANjSdP32kZRfjraVXduKtyqNE4KFPDkBlZGKzaSY%2BeiW%2FAbXQ%2BZqWew0j5scxh9LX5CEjpvSb2xEEGdCq54RxMpXTDy9j78VhE2YwY44rGgRu04CBcCqrHpcIqUvWjDEk00XGgG1uNrPq%2FS3ik1nRGl0zyhsZAxBS3%2FxKgt83GiXkRdUbq3XYLUozqdLjV3y8uZLszX7q0F%2Bp%2BXt9RU0Zhu5Q6zr8rXawzdwY4HGzKhzC9dzVVGdQFHOd81iW10DXJYGfrCaYXOhefMzGwh0j6BG5%2Fp1D5FcFhAzw5QzMZDnFmuZH4%2FwO4rwlwuuEbo6DVb%2F5oEd3z8vzZBlav3RdyWepHuNKnZstsK2waqwIE8%2FbZ1%2Fmc6uN88jIc9HJeqXw6UzkzecGN60FJOsDrFYuOORR0htp%2BuEVRMqb9s4dutVDubsEaJYvLaYyFaOCGnUrosqBY43DqG7%2BfL%2BiKkwF7MtXzZkmnVDsNNuSfLBHf55YtK55xZz%2FkgsmUlxdMWdsa8bX4xP2UXsgSHEd7BTWzaL5BtnFrO2vWYXdEuyEO1Usa1My1jPjVofZDD%2FmLKKBjqlAQvQw13AzPm%2B%2BC1iLdVHuTE0KTQLOMzJSslD%2FjeOvcneiPbbrlWS09o77hR8C21tcO1EdyREyF2pWwNBVhKaINqsn4X93aMTvBLuJFPPkIUlSD9wFLsp%2BZ%2FcN3RoZsCcmsGm3kaBS5rCyhT3fvrYkYbV6ev245GFgk4dO7qnXyb3gKVQNDe5FYguRpPIQDyHiy7y4ikRpR9I%2BOVrt0nyBYWS1mVKTA%3D%3D&X-Amz-Algorithm=AWS4-HMAC-SHA256&X-Amz-Date=20210923T152615Z&X-Amz-SignedHeaders=host&X-Amz-Expires=300&X-Amz-Credential=ASIAQ3PHCVTY4QOH34GZ%2F20210923%2Fus-east-1%2Fs3%2Faws4_request&X-Amz-Signature=31e30fb7097bbc139e2e3235b774bef64f61115d0d547e291dff03a6d70c3857&hash=869bf07e83a14e3ac43a8736de763a2593368d62e19f80c6c7dc528b2c43857e&host=68042c943591013ac2b2430a89b270f6af2c76d8dfd086a07176afe7c76c2c61&pii=S0925857419301570&tid=pdf-187580d6-8872-4caf-8684-40290d244795&sid=a327bdc5235c6740201b6cd603bbd850c479gxrqa&type=client | yes | Eugenia
Rain Garden Filter Bed Substrates Affect Stormwater Nutrient Remediation | Turk et al. 2014. Rain Garden Filter Bed Substrates Affect Stormwater Nutrient Remediation. HortScience 49(5):645-652 | bioretention (rain garden) | North Carolina |  |  | yes | peer reviewed |  | https://journals.ashs.org/hortsci/view/journals/hortsci/49/5/article-p645.xml | yes | Eugenia
Efficiency of Urban Stormwater Best Management Practices: A literature review | Washington Ecology. 2007. Efficiency of Urban Stormwater Best Management Practices: A literature review | multiple | n/a |  | aggregation of studies nation-wide | yes | white paper |  | http://lshs.tamu.edu/docs/lshs/end-notes/efficiency%20of%20urban%20stormwter%20bmps_a%20literature%20review-0674052123/efficiency%20of%20urban%20stormwter%20bmps_a%20literature%20review.pdf | yes | Eugenia
Cost Efficiency of Nitrogen Removal in Stormwater Devices | Webb et al. 2020. Cost Efficiency of Nitrogen Removal in Stormwater Devices. Proceedings of the American Society for Engineering Management 2020 International Annual Conference H. Keathley, J. Enos and M. Parrish, eds. | multiple | North Carolina |  |  | yes | conference proceedings | paywall | https://www.proquest.com/openview/7e76b5520179d88fc1b9ea127aa428cd/1?pq-origsite=gscholar&cbl=2037614 | not relevant | Aileen | uses efficiencies from the NC Stormwater Manual, no new data
Evaluation of green sorption media blanket filters for nitrogen removal in a stormwater retention basin at varying groundwater conditions in a karst environment. | Wen et al. 2020. Evaluation of green sorption media blanket filters for nitrogen removal in a stormwater retention basin at varying groundwater conditions in a karst environment. Science of the Total Environment Vol 719 | retention basin | Florida | yes | karst | yes | peer reviewed |  | https://www.researchgate.net/profile/Dan-Wen-2/publication/337455817_Evaluation_of_Green_Sorption_Media_Blanket_Filters_for_Nitrogen_Removal_in_a_Stormwater_Retention_Basin_at_Varying_Groundwater_Conditions_in_a_Karst_Environment/links/5f14f74e4585151299aac31c/Evaluation-of-Green-Sorption-Media-Blanket-Filters-for-Nitrogen-Removal-in-a-Stormwater-Retention-Basin-at-Varying-Groundwater-Conditions-in-a-Karst-Environment.pdf | no, coastal, skipped
Post-Project Monitoring of BMPS/SUDS to Determine Performance and Whole-Life Costs | WERF. 2004. Post-Project Monitoring of BMPS/SUDS to Determine Performance and Whole-Life Costs | multiple | unknown |  | this is a book, electronic copy not available, checked out from university library | no | book | paywall | https://www.waterrf.org/research/projects/post-project-monitoring-bmpssuds-determine-performance-and-whole-life-costs | not relevant | Aileen | reviewed for relevant references, most citations are from 1980s/90s and not reviewed
Field Evaluation of four level spreader vegetative filter strips to improve urban storm water quality | Winston et al. 2011. Field Evaluation of four level spreader vegetative filter strips to improve urban storm water quality. Journal of Irrigation and Drainage Engineering. 137(3) | filter strips | North Carolina |  |  | yes | peer reviewed | paywall | https://repository.lib.ncsu.edu/handle/1840.16/737 | yes | Eugenia
Evaluation of floating treatment wetlands as retrofits to existing stormwater retention ponds | Winston et al. 2013. Evaluation of floating treatment wetlands as retrofits to existing stormwater retention ponds. Ecological Engineering. 54(254-265) | stormwater wetlands | North Carolina |  |  | yes | peer reviewed |  | https://www.researchgate.net/publication/257369143_Evaluation_of_floating_treatment_wetlands_as_retrofits_to_existing_stormwater_retention_ponds | yes | Eugenia
Nutrient and Sediment Reduction through Upflow filtration of stormwater retention pond effluent | Winston et al. 2017. Nutrient and Sediment Reduction through Upflow filtration of stormwater retention pond effluent. Journal of Environmental Engineering 143(5). | wet detention | North Carolina |  |  | yes | peer reviewed | paywall | https://ascelibrary.org/doi/10.1061/%28ASCE%29EE.1943-7870.0001195 | yes | Eugenia
Field Evaluation of Storm Water Control Measures for Highway Runoff Treatment | Winston, Hunt Kennedy and Wright. 2012. Field Evaluation of Storm Water Control Measures for Highway Runoff Treatment. Journal of Environmental Engineering. 138(1) | filter strips and swales | North Carolina |  |  | yes | peer reviewed | paywall | https://ascelibrary.org/doi/abs/10.1061/%28ASCE%29EE.1943-7870.0000454 | yes | Eugenia
Hydrologic and water quality performance of two aging and unmaintained dry detention basins receiving highway stormwater runoff | Wissler, Hunt, and McLaughlin. 2020. Hydrologic and water quality performance of two aging and unmaintained dry detention basins receiving highway stormwater runoff. Journal of Environmental Management Vol 255 | dry detention | North Carolina |  |  | yes | peer reviewed | paywall | https://www.sciencedirect.com/science/article/pii/S0301479719315713 | yes | Eugenia
Water Quality and hydrologic performance of two dry detention basins receiving highway stormwater runoff in the Piedmont region of North Carolina | Wissler, Hunt, and McLaughlin. 2020. Water Quality and hydrologic performance of two dry detention basins receiving highway stormwater runoff in the Piedmont region of North Carolina. Journal of Sustainable Water in the Built Environment. 6(2) | dry detention | North Carolina |  |  | yes | peer reviewed | paywall | https://ascelibrary.org/doi/abs/10.1061/JSWBAY.0000915 | yes | Eugenia
The Hydrologic and Water Quality Performance of two maintained and two unmaintained dry detention basins receiving highway stormwater runoff in the Piedmont of North Carolina | Wissler. 2019. The Hydrologic and Water Quality Performance of two maintained and two unmaintained dry detention basins receiving highway stormwater runoff in the Piedmont of North Carolina. Thesis submitted to North Carolina State University | dry detention | North Carolina |  |  | yes | Thesis |  | https://repository.lib.ncsu.edu/bitstream/handle/1840.20/36748/etd.pdf?sequence=1&isAllowed=y | yes | Eugenia | These data were already presented using the two Wissler et al. 2020 papers
Examining the Runoff Reduction Potential of Highway Swales | Young. 2017. Examining the Runoff Reduction Potential of Highway Swales. University of Tennessee Masters Thesis | swale | Tennessee |  |  | yes | Thesis |  | https://trace.tennessee.edu/utk_gradthes/4988/ | yes | Eugenia
PCSTAP Concurrence List | Metropolitan North Georgia Water Planning District. 2018. Post-Construction Stormwater Technology Assessment Protocol (PCSTAP) Concurrence List | ADS/BaySaver | Georgia |  |  | yes | manufacture's documentation |  | https://northgeorgiawater.org/proprietary-best-management-practices/ | yes | Eugenia
PCSTAP Concurrence List | Metropolitan North Georgia Water Planning District. 2018. Post-Construction Stormwater Technology Assessment Protocol (PCSTAP) Concurrence List | BioClean (modular wetland system) | Georgia |  |  | yes | manufacture's documentation |  | https://northgeorgiawater.org/proprietary-best-management-practices/ | yes | Eugenia
PCSTAP Concurrence List | Metropolitan North Georgia Water Planning District. 2019. Post-Construction Stormwater Technology Assessment Protocol (PCSTAP) Concurrence List | BioClean (kraken filter) | Georgia |  |  | yes | manufacture's documentation |  | https://northgeorgiawater.org/proprietary-best-management-practices/ | yes | Eugenia
PCSTAP Concurrence List | Metropolitan North Georgia Water Planning District. 2019. Post-Construction Stormwater Technology Assessment Protocol (PCSTAP) Concurrence List | Contech (storm filter) | Georgia |  |  | yes | manufacture's documentation |  | https://northgeorgiawater.org/proprietary-best-management-practices/ | yes | Eugenia
PCSTAP Concurrence List | Metropolitan North Georgia Water Planning District. Post-Construction Stormwater Technology Assessment Protocol (PCSTAP) Concurrence List | Filterra - bioretention filtration system | Georgia |  |  | yes | manufacture's documentation |  | https://northgeorgiawater.org/proprietary-best-management-practices/ | not relevant | Eugenia | no removal data
PCSTAP Concurrence List | Metropolitan North Georgia Water Planning District. 2017. Post-Construction Stormwater Technology Assessment Protocol (PCSTAP) Concurrence List | Hydro International Up-Flo Filter with CPZ Mix Filter Media | Georgia |  |  | yes | manufacture's documentation |  | https://northgeorgiawater.org/proprietary-best-management-practices/ | yes | Eugenia
PCSTAP Concurrence List | Metropolitan North Georgia Water Planning District. 2020. Post-Construction Stormwater Technology Assessment Protocol (PCSTAP) Concurrence List | Oldcastle (BioPod Biofiltration Device) | Georgia |  |  | yes | manufacture's documentation |  | https://northgeorgiawater.org/proprietary-best-management-practices/ | yes | Eugenia
PCSTAP Concurrence List | Metropolitan North Georgia Water Planning District. 2021. Post-Construction Stormwater Technology Assessment Protocol (PCSTAP) Concurrence List | Oldcastle (PerkFilter Media Filtration Device) | Georgia |  |  | yes | manufacture's documentation |  | https://northgeorgiawater.org/proprietary-best-management-practices/ | yes | Eugenia
Georgia Stormwater Management Manual, Volume 2: Technical Handbook | Georgia. 2001. Georgia Stormwater Management Manual, Volume 2: Technical Handbook. Prepared by AMEC Earth and Environmental, Center for Watershed Protection, Debo and Associates, Jordan Jones and Gouldingn and Atlanta Regional Commission. | multiple | Georgia |  | only included values/practices referenced in 2016 updated Georgia manual, all other values superceded by 2016 document; references are documented but not tied to specific practices, most are from 1987-2000, and range from national documents to New England, Mid-Atlantic, FL, Denver, CA, TX. | yes | state guidance |  | http://owl.cwp.org/mdocs-posts/georgia-stormwater-management-manual-volume-2/ | yes | Aileen
Analysis of an Urban Stormwater Bioretention Management Practice in Prince William County, Virginia | Angelo, S. 2005. Analysis of an Urban Stormwater Bioretention Management Practice in Prince William County, Virginia. Thesis submitted to the faculty of the Virginia Polytechnic Institute and State University. | bioretention | Virginia |  |  | yes | Thesis |  | https://vtechworks.lib.vt.edu/bitstream/handle/10919/41134/Angelo_Thesis.pdf?sequence=1 | yes | Eugenia
Performance Analaysis of an Urban Stormwater Best Management Practice Retrofit | Simko, A. 2014. Performance Analaysis of an Urban Stormwater Best Management Practice Retrofit. Thesis submitted to the faculty of the Virginia Polytechnic Institute and State University. | wet pond | Virginia |  |  | yes | Thesis |  | https://vtechworks.lib.vt.edu/bitstream/handle/10919/64931/Simko_AJ_T_2014.pdf;sequence=1 | yes | Eugenia
Water Quality improvement through bioretention: lead, copper, and zinc removal | Davis, A.P, et al. 2003. Water Quality improvement through bioretention: lead, copper, and zinc removal. Water Environment Research: A publication of the Water Environment Federation 75 1(73-82). | bioretention | Maryland |  |  | yes | peer reviewed | paywall | https://onlinelibrary.wiley.com/doi/abs/10.2175/106143003X140854 | yes | Eugenia
Storm-water Bioretention for Runoff Quality and Quantity Mitigation | DeBusk, KM, and TM Wynn. 2011. Storm-water Bioretention for Runoff Quality and Quantity Mitigation. Journal of Environmental Engineering 137(9) | bioretention | Virginia |  |  | yes | peer reviewed | paywall | https://ascelibrary.org/doi/abs/10.1061/%28ASCE%29EE.1943-7870.0000388 | yes | Eugenia
Water Quality Improvement Through Reductions of Pollutant Loads Using Bioretention | Li, H. and A.P Davis. 2009. Water Quality Improvement Through Reductions of Pollutant Loads Using Bioretention. Journal of Envionrmental Engineering. 135(8). | bioretention | Maryland |  |  | yes | peer reviewed | paywall | https://ascelibrary.org/doi/abs/10.1061/%28ASCE%29EE.1943-7870.0000026 | yes | Eugenia
Impact of Maintenance and (Im)properly Sizing Bioretention on Hydrologic and Water Quality Performance | Li, H. and A.P Davis. 2009. Water Quality Improvement Through Reductions of Pollutant Loads Using Bioretention. Journal of Envionrmental Engineering. 135(8). | bioretention | North Carolina |  |  | yes | conference proceedings | paywall | https://ascelibrary.org/doi/abs/10.1061/41099%28367%299 | yes | Eugenia
Mitigating the Effects of Bridge Deck Runoff: A Case Study using Bioretention and a Bioswale | Winston, Luell, and Hunt. 2010. Mitigating the Effects of Bridge Deck Runoff: A Case Study using Bioretention and a Bioswale. World Environmental and Water Resources Congress May 16-20, 2010. | bioretention, bioswale | North Carolina |  |  | yes | conference proceedings | paywall | https://ascelibrary.org/doi/abs/10.1061/41114%28371%29307 | yes | Aileen
Runoff Reduction by Four Green Stormwater Infrastructure Systems in a Shared Environment | Hayes, et al. 2021. Runoff Reduction by Four Green Stormwater Infrastructure Systems in a Shared Environment. Journal of Sustainable Water in the Built Environment 7(2) | grass channel, bioretention, bioswale, compost-amended grass channel | Virginia |  |  | yes | peer reviewed | paywall | https://ascelibrary.org/doi/abs/10.1061/JSWBAY.0000932 | not relevant | Eugenia | no water quality data, only volume reductions
Stormwater BMP Monitoring for Performance: The Charlotte Experience | Smith, Hunt, Jadlocki, and Eubanks. 2005. Stormwater BMP Monitoring for Performance: The Charlotte Experience. World Water and Environmental Resources Congress 2005, May 15-19, 2005 | wetlands, bioretetnion, wet ponds | North Carolina |  |  | yes | conference proceedings | paywall | https://ascelibrary.org/doi/abs/10.1061/40792%28173%29225 | not relevant | Aileen | no paper, only abstract, no data
Evaluation and Optimization of Bioretention Media for Treatment of Urban Storm Water Runoff | Hsieh and Davis. 2005. Evaluation and Optimization of Bioretention Media for Treatment of Urban Storm Water Runoff. Journal of Environmnetal Engineering. 131(11) | bioretention | mesocosms |  |  | yes | peer reviewed | paywall | https://ascelibrary.org/doi/abs/10.1061/%28ASCE%290733-9372%282005%29131%3A11%281521%29 | yes | Eugenia
Bioretention Technology: Overview of Current Practice and Future Needs | Davis, Hunt, Traver, and Clar. 2009. Bioretention Technology: Overview of Current Practice and Future Needs. Journal of Environmental Engineering. 135(3). | bioretention |  |  | This is a review of other studies, many of which we already have. | yes | peer reviewed | paywall | https://ascelibrary.org/doi/abs/10.1061/%28ASCE%290733-9372%282009%29135%3A3%28109%29 | yes | Eugenia
Evaluation of Nutrients and Suspended Solids Removal by Stormwater Control Measures Using High-Flow Media | Landsman and Davis. 2018. Evaluation of Nutrients and Suspended Solids Removal by Stormwater Control Measures Using High-Flow Media. Journal of Environmental Engineering. 144(10) | high flow media | Maryland |  |  | yes | peer reviewed | paywall | https://ascelibrary.org/doi/abs/10.1061/%28ASCE%29EE.1943-7870.0001452 | yes | Eugenia
Nutrient Leaching from Green Waste Compost Addition to Stormwater Submerged Gravel Wetland Mesocosms | Mangum, Yan, Ostrom, and Davis. 2020. Nutrient Leaching from Green Waste Compost Addition to Stormwater Submerged Gravel Wetland Mesocosms. Journal of Environmental Engineering. 146(3) | submerged gravel wetlands | mesocosms |  |  | yes | peer reviewed | paywall | https://ascelibrary.org/doi/abs/10.1061/%28ASCE%29EE.1943-7870.0001652 | not relevant | Eugenia | Results of the study were not presented in a way that was useful.
Field Test of Grassed-Swale Performance in Removing Runoff Pollution | Yu, Kuo, Fassman and Pan. 2001. Field Test of Grassed-Swale Performance in Removing Runoff Pollution. Journal of Water Resources Planning and Management. 127(3) | grass swale | Virginia |  |  | yes | peer reviewed | paywall | https://ascelibrary.org/doi/abs/10.1061/%28ASCE%290733-9496%282001%29127%3A3%28168%29 | yes | Eugenia
North Carolina Stormwater BMP Manual | North Carolina Department of Environment and Natural Resources. 2007. North Carolina Stormwater BMP Manual 2006-2016. | multiple | North Carolina |  |  | yes | state guidance |  | https://deq.nc.gov/about/divisions/energy-mineral-land-resources/energy-mineral-land-permit-guidance/stormwater-bmp-manual/archive | yes | Aileen
Laboratory study of biological retention for urban stormwater management | Davis, A. P., Shokouhian, M., Sharma, H., and Minami, C. 2001. “Laboratory study of biological retention for urban stormwater management.”Water Environ. Res., 731, 5–14. | bioretention | lab prototypes |  |  | yes | peer reviewed |  | http://citeseerx.ist.psu.edu/viewdoc/download?doi=10.1.1.365.9629&rep=rep1&type=pdf | yes | Aileen
Multiple-event study of bioretention for treatment of urban stormwater runoff | Hsieh, C.-H., and Davis, A. P. 2005. “Multiple-event study of bioretention for treatment of urban stormwater runoff.” Water Sci. Technol., 51, 3–4, 177–181 | bioretention | lab test columns |  |  | yes | peer reviewed |  | https://citeseerx.ist.psu.edu/viewdoc/download?doi=10.1.1.970.1301&rep=rep1&type=pdf | yes | Aileen
Mitigation of impervious surface hydrology using bioretention in North Carolina and Maryland | Li, H., Sharkey, L. J., Hunt, W. F., and Davis, A. P. (2009). “Mitigation of impervious surface hydrology using bioretention in North Carolina and Maryland.” J. Hydrol. Eng., 14(4), 407–415. | bioretention | North Carolina and Maryland |  |  | yes | peer reviewed |  | https://citeseerx.ist.psu.edu/viewdoc/download?doi=10.1.1.970.1301&rep=rep1&type=pdf | not relevant | Eugenia | Only looked at hydrologic benefits
CAST - Source Data Report | CAST Source Data Report - CAST-2019. 2021. Chesapeake Bay Program Office. Updated 10/28/2021 | multiple | Chesapeake Bay watershed |  | data represent results of modeling and literature review for BMP efficiencies | yes | model documentation |  | https://cast.chesapeakebay.net/Home/SourceData | yes | Aileen
Tennessee Permanent Stormwater Management | Tennessee Department of Environment and Conservation. 2014. Tennessee Permanent Stormwater Management and Design Guidance Manual. | multiple | Tennessee |  |  | yes | State guidance |  | https://tnpermanentstormwater.org/manual.asp | not relevant | Aileen | Volume control only

## State-Municipal Guidance
|  |  |  | Percent Removal Efficiency | [6 empty] | Design Standard Effluent Concentrations
Source | Document Type | BMP Type | State | TSS | TP | TN | Fecal Coliform | Metals | oil/grease | BOD/COD | TSS | TP | TN | original source for data | Underdrain | Pretreatment | O&M | Implementation | Notes
City of Auburn Alabama. 2020. Water Resource Management Design and Construction Manual. | Municipal guidance | stormwater wetland | Alabama | 80% | 40% | 30% | 70% | 50% | x | x |  |  |  | unspecified. Refers to National Pollutant Removal Performance Database 2nd edition and National Stormwater BMP Database for more info | n/a | requires forebay at inlets, except for pocket wetland | design so only sediment near inlet and outlet require removal; clean out pocket wetlands when sediment is 6" (5-10 years) |  | efficiencies represent shallow wetland, extended detention shallow wetland, pond/wetland system, and pocket wetland
City of Auburn Alabama. 2020. Water Resource Management Design and Construction Manual. | Municipal guidance | Bioretention | Alabama | 80% | 50% | 50% |  |  | x | x |  |  |  | unspecified. Refers to National Pollutant Removal Performance Database 2nd edition and National Stormwater BMP Database for more info | if needed for low infiltrating soils | forebay or grass buffer/swale recommended | maintenance schedule provided - monthly to as needed activities (trash removal, mulching, replacing dead/diseased veg, etc.) |  | requires proper design and maintenance for nutrient removal functions, may be less effective at nitrate removal
City of Auburn Alabama. 2020. Water Resource Management Design and Construction Manual. | Municipal guidance | wet detention (aka stormwater retention or detention ponds) | Alabama | 80% | 50% | 30% | 70% | 50% |  | x |  |  |  | unspecified. Refers to National Pollutant Removal Performance Database 2nd edition and National Stormwater BMP Database for more info | A/B soils require a liner | no | 3-5% of construction costs annually - inspections, controlling weed growth, sedimentation, erosion, insect control, outlet stoppages, algal growth, etc. |  | requires proper design and maintenance for nutrient removal functions
City of Auburn Alabama. 2020. Water Resource Management Design and Construction Manual. | Municipal guidance | grass swale (aka enhanced swale, biofiltration swale) | Alabama | 80% | 50% | 50% |  | 40% |  | x |  |  |  | unspecified. Refers to National Pollutant Removal Performance Database 2nd edition and National Stormwater BMP Database for more info | required | forebay and a pea gravel diaphragm for concentrated flow or lateral sheet flow | annual inspection, trash removal, maintain vegetation
City of Auburn Alabama. 2020. Water Resource Management Design and Construction Manual. | Municipal guidance | infiltration device (trench, basin, dry well) | Alabama | 80% | 60% | 60% |  | 40% | x |  |  |  |  | unspecified. Refers to National Pollutant Removal Performance Database 2nd edition and National Stormwater BMP Database for more info | n/a | required, removes coarse particulates that tend to clog this practice; for sheet flow vegetated filter strip or buffer; for offline configuration sediment forebay, vault, plunge pool, or other sedimentation chamber | regular inspection, include monitoring well, maintain dense vegetation in pretreatment areas, remove sediment from pretreatment areas annually, replace aggregate and filter cloth annually, remove vegetation from trench
City of Auburn Alabama. 2020. Water Resource Management Design and Construction Manual. | Municipal guidance | buffers | Alabama | 85% | 40% | 30% | 70% | 50% | x | x |  |  |  | unspecified. Refers to National Pollutant Removal Performance Database 2nd edition and National Stormwater BMP Database for more info | n/a | n/a | replace plant material as needed, investigate/correct damaged livestock fences, streambank erosion/washout, disease and insect infestation, invasive species, gullies, wildlife damage | at least 35 feet wide
City of Auburn Alabama. 2020. Water Resource Management Design and Construction Manual. | Municipal guidance | permeable pavement | Alabama |  | 80% | 80% |  | 90% | x | x |  |  |  | unspecified. Refers to National Pollutant Removal Performance Database 2nd edition and National Stormwater BMP Database for more info | generally not suitable for D soils and most C soils; <0.5 in/hr requires perforated underdrain with cleanouts | should only be used for impervious areas, any pervious areas should be fully stabilized to reduce sediment and clogging | monthly inspections, annually vacuum sweep, inspect for deterioration, dewatering between storms, underdrain is clear
City of Auburn Alabama. 2020. Water Resource Management Design and Construction Manual. | Municipal guidance | sand filter | Alabama | 80% | 50% | 25% | 40% | 50% | x | x |  |  |  | unspecified. Refers to National Pollutant Removal Performance Database 2nd edition and National Stormwater BMP Database for more info | yes | designed with sedimentation chamber (forebay) then filtration chamber | replace top 2-3 inches of sand every 3-5 years in areas with heavy hydrocarbon loading, remove sediment from sedimentation chamber at 6", mow or remove vegetation in sedimentation chamber | includes surface/open sand filter and perimeter/closed sand filter
City of Auburn Alabama. 2020. Water Resource Management Design and Construction Manual. | Municipal guidance | filter strip (aka grass filter strip, buffer strip) | Alabama | 80% | 20% | 20% |  | 40% |  | x |  |  |  | unspecified. Refers to National Pollutant Removal Performance Database 2nd edition and National Stormwater BMP Database for more info | n/a | recommended pea gravel diaphragm as flow spreader and pretreatment | inspect for flow distribution and signs of erosion, regularly mow/trim/replant as needed, removed deposited sediment from upstream edge, sediment removal strips may need regrading and reseeding if too much sediment accumulates, repair gullies and rills, etc.
City of Auburn Alabama. 2020. Water Resource Management Design and Construction Manual. | Municipal guidance | manufactured BMP system (oil-grit separators, oil-water separators) | Alabama | 40% | 5% | 5% |  |  | x |  |  |  |  | unspecified. Refers to National Pollutant Removal Performance Database 2nd edition and National Stormwater BMP Database for more info | n/a | n/a | clean out sediment, O&G, floatables and other pollutants based on manufacturer maintenance schedule
City of Auburn Alabama. 2020. Water Resource Management Design and Construction Manual. | Municipal guidance | dry extended detention | Alabama | limited | limited | limited |  |  | x | x |  |  |  | unspecified. Refers to National Pollutant Removal Performance Database 2nd edition and National Stormwater BMP Database for more info | n/a | n/a | inspect annually, 3-5% of construction costs annually for maintenance; grass maintenance, weed/invasives control, removal of trash, removal of sediment every 2-10 years, maintain mechanical components, eliminate mosquito habitat, maintain access roads, repair root voids/burrow in dam.
City of Birmingham. 2018. Alabama Post Construction Storm Water Design Manual. | Municipal guidance | Bioretention | Alabama | 85% | 60% | 80% | 90% (fecal coliform) | 95% | [5 empty] | Bioretention Performance, Design, Construction, and Maintenance, NC Cooperative Extension Service, William Hunt 2006; NC Department of Environment and Natural Resources Stormwater Integrated Management Practices Manual 2007 | based on soil test (needed if <0.5"/hr) | required (pretreatment cell (forebay)), and if higher level of treatment sought, add grass filter strip, gravel diaphragm, gravel flow spreader | medium burden
City of Birmingham. 2018. Alabama Post Construction Storm Water Design Manual. | Municipal guidance | dry detention pond/dry extended detention pond | Alabama | 60% | 10% | 30% |  | 50% | [5 empty] | NC Department of Environment and Natural Resources Stormwater Integrated Management Practices Manual 2007 | no | sediment forebay at each major inlet | medium burden
City of Birmingham. 2018. Alabama Post Construction Storm Water Design Manual. | Municipal guidance | Extended detention basin/storm water wet pond | Alabama | 60% | 10% | 30% |  | 50% | [5 empty] | Coastal Stormwater Supplement to the GA Stormwater Management Manual, 2009 | no | sediment forebay at each major inlet | medium burden
City of Birmingham. 2018. Alabama Post Construction Storm Water Design Manual. | Municipal guidance | Dry water quality swale/enhanced swale | Alabama | 80% | 50% | 50% |  | 40% | [5 empty] | Georgia Stormwater Management Manual 2001 | required, unless infiltration >0.5"/hr | required - pretreatment cell (forebay)), or grass filter strip, gravel diaphragm, gravel flow spreader, or other approved manufactured device | low burden
City of Birmingham. 2018. Alabama Post Construction Storm Water Design Manual. | Municipal guidance | Grass channel/open channel | Alabama | 50% | 25% | 20% |  | 30% | [5 empty] | Georgia Stormwater Management Manual 2001 | n/a | n/a | low burden
City of Birmingham. 2018. Alabama Post Construction Storm Water Design Manual. | Municipal guidance | Gravity (oil-grit separator)/hydrodynamic device | Alabama | 40% | 5% | 5% | [7 empty] | Coastal Stormwater Supplement to the GA Stormwater Management Manual, 2009 | no |  | high burden
City of Birmingham. 2018. Alabama Post Construction Storm Water Design Manual. | Municipal guidance | Infiltration trench | Alabama | 100% | 100% | 100% | 100% (fecal coliform) | 100% | [5 empty] | based on 100% infiltration | no | 2-3 techniques required - vegetated filter strip/buffer, sediment forebay, vault plunge pool, or similar sedimentation chamber, sand filter, sump pit, gravel diaphragm | medium burden
City of Birmingham. 2018. Alabama Post Construction Storm Water Design Manual. | Municipal guidance | permeable pavement | Alabama | 80% | 50% | 50% |  | 60% | [5 empty] | Coastal Stormwater Supplement to the GA Stormwater Management Manual, 2009 | required when bedrock is near surface, or infiltration rate is low | sediment control for runon areas, permeable pavement also acts as pre-treatment for reservoir layer | high burden
City of Birmingham. 2018. Alabama Post Construction Storm Water Design Manual. | Municipal guidance | manufactured treatment device | Alabama | variable | variable | variable | variable | variable | variable | variable |  |  |  | Coastal Stormwater Supplement to the GA Stormwater Management Manual, 2009 | n/a | n/a | variable | Birmingham only accepts MTDs that meet the Metropolitan Georgia Water Planning District's Post-Construction Stormwater Technology Assessment Protocol.
City of Birmingham. 2018. Alabama Post Construction Storm Water Design Manual. | Municipal guidance | sand filter (filtration basin) | Alabama | 80% | 50% | 25% | 40% (fecal coliform) | 50% | [5 empty] | Georgia Stormwater Management Manual 2001 | no | first chamber is sediment forebay/sedimentation chamber at each major inlet | high burden
City of Birmingham. 2018. Alabama Post Construction Storm Water Design Manual. | Municipal guidance | stormwater wetland/gravel wetland | Alabama | 80% | 50% | 20% | 70% (fecal coliform) | 50% | [5 empty] | Coastal Stormwater Supplement to the GA Stormwater Management Manual, 2009; The Next Generation of Stormwater Wetlands, EPA Wetlands and Watersheds Article Series (2008), Center for Watershed Protection | no | sediment forebay at each major inlet, except for pocket wetlands which can use a cattail forebay is space limitations preclude sediment forebay | medium burden
City of Birmingham. 2018. Alabama Post Construction Storm Water Design Manual. | Municipal guidance | underground detention | Alabama | 0% | 0% | 0% | 0% | 0% | 0% | 0% |  |  |  | Coastal Stormwater Supplement to the GA Stormwater Management Manual, 2009 | n/a | separate sediment sump or vault chamber at inlet when in treatment train with offline WQ BMPs; low-flow orifice protected by external trash rack | low burden | can only be used as downstream practice in treatment train b/c no WQ benefits as a stand alone practice
AMEC Inc. 2008. Knox County Tennessee Stormwater Management Manual, Volume 2 Technical Guidance. Prepared for Knox County TN Department of Engineering and Public Works | Municipal guidance | Stormwater ponds (wet ED, micropool ED pond, multiple pond systems) | Tennessee | 80% | 55% | 30% | 70% (fecal coliform, if no waterfowl present) | 50% | [5 empty] | Median pollutant reduction percentages derived from existing sampling data, modeling, and research (refers to National Pollutant Removal Performance Database and International Stormwater BMP Database for more info, but not clear this is the source) | no | required for each major inlet | low to moderate burden
AMEC Inc. 2008. Knox County Tennessee Stormwater Management Manual, Volume 2 Technical Guidance. Prepared for Knox County TN Department of Engineering and Public Works | Municipal guidance | Conventional Dry Detention Pond | Tennessee | 10% | insufficient data | insufficient data | insufficient data | insufficient data | [5 empty] | Median pollutant reduction percentages derived from existing sampling data, modeling, and research (refers to National Pollutant Removal Performance Database and International Stormwater BMP Database for more info, but not clear this is the source) | no | sediment forebay needed for treatment trains with offline WQ treatment controls | low burden
AMEC Inc. 2008. Knox County Tennessee Stormwater Management Manual, Volume 2 Technical Guidance. Prepared for Knox County TN Department of Engineering and Public Works | Municipal guidance | dry extended detention | Tennessee | 60% | 35% | 25% |  | 25% | [5 empty] | Median pollutant reduction percentages derived from existing sampling data, modeling, and research (refers to National Pollutant Removal Performance Database and International Stormwater BMP Database for more info, but not clear this is the source) | no | sediment forebay required for dry ED ponds in a treatment train with WQ treatment controls | low burden
AMEC Inc. 2008. Knox County Tennessee Stormwater Management Manual, Volume 2 Technical Guidance. Prepared for Knox County TN Department of Engineering and Public Works | Municipal guidance | stormwater wetlands (shallow wetlands, ED wetlands, pond/wetland system, pocket wetland) | Tennessee | 75% | 45% | 30% | 70% (fecal coliform, if no waterfowl present) | 50% | [5 empty] | Median pollutant reduction percentages derived from existing sampling data, modeling, and research (refers to National Pollutant Removal Performance Database and International Stormwater BMP Database for more info, but not clear this is the source) | no | sediment forebay at each major inlet, except for pocket wetlands which can use a cattail forebay is space limitations preclude sediment forebay | moderate to high burden
AMEC Inc. 2008. Knox County Tennessee Stormwater Management Manual, Volume 2 Technical Guidance. Prepared for Knox County TN Department of Engineering and Public Works | Municipal guidance | Bioretention | Tennessee | 85% | 60% | 50% | insufficient data | 80% | [5 empty] | Median pollutant reduction percentages derived from existing sampling data, modeling, and research (refers to National Pollutant Removal Performance Database and International Stormwater BMP Database for more info, but not clear this is the source) | if not designed to infiltrate | yes, online configurations - grass filter strip with pea gravel diaphragm or other flow spreader; offline configurations - grass channel with pea gravel diaphragm or other flow spreader | moderate burden
AMEC Inc. 2008. Knox County Tennessee Stormwater Management Manual, Volume 2 Technical Guidance. Prepared for Knox County TN Department of Engineering and Public Works | Municipal guidance | surface sand filter | Tennessee | 80% | 50% | 30% | 40% (fecal coliform) | 50% | [5 empty] | Median pollutant reduction percentages derived from existing sampling data, modeling, and research (refers to National Pollutant Removal Performance Database and International Stormwater BMP Database for more info, but not clear this is the source) | yes | sedimentation chamber | high burden
AMEC Inc. 2008. Knox County Tennessee Stormwater Management Manual, Volume 2 Technical Guidance. Prepared for Knox County TN Department of Engineering and Public Works | Municipal guidance | Infiltration trench | Tennessee | 90% | 60% | 60% | 90% (fecal coliform) | 90% | [5 empty] | Median pollutant reduction percentages derived from existing sampling data, modeling, and research (refers to National Pollutant Removal Performance Database and International Stormwater BMP Database for more info, but not clear this is the source) | no, practice requires minimum infiltration rate | sediment forebay and grass channel or filter strip | high burden
AMEC Inc. 2008. Knox County Tennessee Stormwater Management Manual, Volume 2 Technical Guidance. Prepared for Knox County TN Department of Engineering and Public Works | Municipal guidance | Water quality dry swale | Tennessee | 90% | 50% | 50% | insufficient data | 40% | [5 empty] | Median pollutant reduction percentages derived from existing sampling data, modeling, and research (refers to National Pollutant Removal Performance Database and International Stormwater BMP Database for more info, but not clear this is the source) | yes | energy dissapators, sediment forebay, pea gravel diaphragm (if direct concentrated flow), pea gravel diaphragm and gentle side slopes for top of channels for lateral sheet flows | low burden
AMEC Inc. 2008. Knox County Tennessee Stormwater Management Manual, Volume 2 Technical Guidance. Prepared for Knox County TN Department of Engineering and Public Works | Municipal guidance | wet swale | Tennessee | 75% | 25% | 40% | insufficient data | 20% | [5 empty] | Median pollutant reduction percentages derived from existing sampling data, modeling, and research (refers to National Pollutant Removal Performance Database and International Stormwater BMP Database for more info, but not clear this is the source) | no | energy dissapators, sediment forebay, pea gravel diaphragm (if direct concentrated flow), pea gravel diaphragm and gentle side slopes for top of channels for lateral sheet flows | low burden
AMEC Inc. 2008. Knox County Tennessee Stormwater Management Manual, Volume 2 Technical Guidance. Prepared for Knox County TN Department of Engineering and Public Works | Municipal guidance | filter strip | Tennessee | 50% *for >50' 10% *for 25'<>50' | 20% *for >50' minimal *for 25'<>50' | 20% *for >50' minimal *for 25'<>50' | insufficient data | 40% *for >50' minimal *for 25'<>50' | [5 empty] | Median pollutant reduction percentages derived from existing sampling data, modeling, and research (refers to National Pollutant Removal Performance Database and International Stormwater BMP Database for more info, but not clear this is the source) | no | Not needed, can also be used AS pretreatment | moderate burden
AMEC Inc. 2008. Knox County Tennessee Stormwater Management Manual, Volume 2 Technical Guidance. Prepared for Knox County TN Department of Engineering and Public Works | Municipal guidance | grass channel/open channel (not specifically for WQ) | Tennessee | 30% | 25% | 20% | insufficient data | 30% | [5 empty] | Median pollutant reduction percentages derived from existing sampling data, modeling, and research (refers to National Pollutant Removal Performance Database and International Stormwater BMP Database for more info, but not clear this is the source) | n/a | Can have a sediment forebay, can also be used AS pretreatment | low burden
AMEC Inc. 2008. Knox County Tennessee Stormwater Management Manual, Volume 2 Technical Guidance. Prepared for Knox County TN Department of Engineering and Public Works | Municipal guidance | modular porous pavers/porous pavement/concrete | Tennessee | n/a | 80% | 80% | insufficient data | 90% | [5 empty] | Median pollutant reduction percentages derived from existing sampling data, modeling, and research (refers to National Pollutant Removal Performance Database and International Stormwater BMP Database for more info, but not clear this is the source) | required if infiltration <0.5"/hr | pre-treatment required when run-on is received (forebay/filter strip). Can be used AS pretreatment for pollutants other than TSS | high burden | not considered pollutant removal devices
AMEC Inc. 2008. Knox County Tennessee Stormwater Management Manual, Volume 2 Technical Guidance. Prepared for Knox County TN Department of Engineering and Public Works | Municipal guidance | organic filter (variation on sand filter, using organic peat/sand or leaf compost media) | Tennessee | 80% | 60% | 40% | 50% | 75% | [5 empty] | Median pollutant reduction percentages derived from existing sampling data, modeling, and research (refers to National Pollutant Removal Performance Database and International Stormwater BMP Database for more info, but not clear this is the source) | required | pretreatment sedimentation chamber | high burden | suitable only if impervious is >50% of drainage area
AMEC Inc. 2008. Knox County Tennessee Stormwater Management Manual, Volume 2 Technical Guidance. Prepared for Knox County TN Department of Engineering and Public Works | Municipal guidance | underground sand filter | Tennessee | 80% | 50% | 25% (page 4-5, Table 4-3) or 30% (page 4-215) - discrepancy in report values | 40% | 50% | [5 empty] | Median pollutant reduction percentages derived from existing sampling data, modeling, and research (refers to National Pollutant Removal Performance Database and International Stormwater BMP Database for more info, but not clear this is the source) | required | pretreatment sedimentation chamber/forebay | high burden |  | note that TN efficiency is listed differently in 2 places
AMEC Inc. 2008. Knox County Tennessee Stormwater Management Manual, Volume 2 Technical Guidance. Prepared for Knox County TN Department of Engineering and Public Works | Municipal guidance | submerged gravel wetland | Tennessee | 80% | 50% | 20% | 70% | 50% | [5 empty] | Median pollutant reduction percentages derived from existing sampling data, modeling, and research (refers to National Pollutant Removal Performance Database and International Stormwater BMP Database for more info, but not clear this is the source) | no | sediment forebay or equivalent | high burden
AMEC Inc. 2008. Knox County Tennessee Stormwater Management Manual, Volume 2 Technical Guidance. Prepared for Knox County TN Department of Engineering and Public Works | Municipal guidance | alum treatment | Tennessee | 90% | 80% | 60% | 90% | 75% | [5 empty] | Median pollutant reduction percentages derived from existing sampling data, modeling, and research (refers to National Pollutant Removal Performance Database and International Stormwater BMP Database for more info, but not clear this is the source) | n/a | n/a | high burden | for wet ponds only
AMEC Inc. 2008. Knox County Tennessee Stormwater Management Manual, Volume 2 Technical Guidance. Prepared for Knox County TN Department of Engineering and Public Works | Municipal guidance | Gravity (oil-grit separator)/hydrodynamic device | Tennessee | 30% (page 4-5 Table 4-3) or 40% ( page 4-261) - discrepancy in report values | 5% | 5% | insufficient data | insufficient data | [5 empty] | Median pollutant reduction percentages derived from existing sampling data, modeling, and research (refers to National Pollutant Removal Performance Database and International Stormwater BMP Database for more info, but not clear this is the source) | no | used as a pretreatment measure, can include pretreatment swirl concentrator chamber | high burden |  | note that TSS efficiency is listed differently in 2 places
Georgia. 2016. Georgia Stormwater Management Manual, Volume 2: Technical Handbook | State guidance | Bioretention | Georgia | 85% | 80% | 60% | 90% | 95% | [5 empty] | Bioretention - Watershed Benefits. Low Impact Development Urban Design Tools. 04 April 2014; Bioretention Performance, Design, Construction, and Maintenance. North Carolina Cooperative Extension Service. Hunt, William. 2006; North Carolina Department of Environment and Natural Resources Stormwater Best Management Practices Manual. 2007 | if infiltration rates are low, recommend an upturned underdrain to improve TN removal | yes, grass filter strip, grass channel, or forebay | medium burden
Georgia. 2016. Georgia Stormwater Management Manual, Volume 2: Technical Handbook | State guidance | Bioslopes | Georgia | 85% | 60% | 25% | 60% | 75% | [5 empty] | Washington State Department of Transportation (WSDOT) Highway Runoff Manual 2011 | yes | filter strip prefered, grassed area or pea gravel if space limitations | medium burden
Georgia. 2016. Georgia Stormwater Management Manual, Volume 2: Technical Handbook | State guidance | Dry detention basin | Georgia | 60% | 10% | 30% | n/a | 50% | [5 empty] | North Carolina Department of Environment and Natural Resources Stormwater Best Management Practices Manual. 2007 | no | flared aprons or equivalent for inflow channel, sediment forebay, alternatively grass filter strip, pea gravel diaphragm, grass channel | low burden | need to use other BMPs in treatment train for runoff reduction and additional pollutant reductions
Georgia. 2016. Georgia Stormwater Management Manual, Volume 2: Technical Handbook | State guidance | dry extended detention basins | Georgia | 60% | 10% | 30% | n/a | 50% | [5 empty] | Coastal Stormwater Supplement to the Georgia Stormwater Management Manual, 2009 | no | flared aprons or equivalent for inflow channel, sediment forebay, alternatively grass filter strip, pea gravel diaphragm, grass channel | low burden | need to use other BMPs in treatment train for runoff reduction and additional pollutant reductions
Georgia. 2016. Georgia Stormwater Management Manual, Volume 2: Technical Handbook | State guidance | dry wells | Georgia | 100% | 100% | 100% | 100% | 100% | [5 empty] | Coastal Stormwater Supplement to the Georgia Stormwater Management Manual, 2009 | no, practice requires minimum infiltration rate | top layer filter fabric as sediment barrier, must be replaced over time; other pretreatment is for velocity reduction (splash blocks, stone diaphragn, level spreader, etc.) | medium burden
Georgia. 2016. Georgia Stormwater Management Manual, Volume 2: Technical Handbook | State guidance | enhanced dry swales | Georgia | 80% | 50% | 50% | n/a | 40% | [5 empty] | Original Georgia Stormwater Management Manual, 2001 | dependent on infiltration rate | sediment forebay, plus pea gravel diaphraghm if drop is >6"; vegetated filter strips and gentle side slopes on top of channel for lateral sheet flow pretreatment | low burden
Georgia. 2016. Georgia Stormwater Management Manual, Volume 2: Technical Handbook | State guidance | enhanced wet swales | Georgia | 80% | 25% | 40% | n/a | 20% | [5 empty] | Original Georgia Stormwater Management Manual, 2001 | no | sediment forebay, plus pea gravel diaphraghm if drop is >6"; vegetated filter strips and gentle side slopes on top of channel for lateral sheet flow pretreatment | low burden
Georgia. 2016. Georgia Stormwater Management Manual, Volume 2: Technical Handbook | State guidance | grass channels | Georgia | 50% | 25% | 20% | n/a | 30% | [5 empty] | Original Georgia Stormwater Management Manual, 2001 | no, practice requires minimum infiltration rate | none but should receive only sheet flow; can be use AS pretreatment for other practices | low burden
Georgia. 2016. Georgia Stormwater Management Manual, Volume 2: Technical Handbook | State guidance | Gravity (oil-grit separator)/hydrodynamic device | Georgia | 40% | 5% | 5% | n/a | n/a | [5 empty] | Coastal Stormwater Supplement to the Georgia Stormwater Management Manual, 2009 | no | can be used AS pretreatment for other practices; can be enhanced with a swirl concentrator | high burden
Georgia. 2016. Georgia Stormwater Management Manual, Volume 2: Technical Handbook | State guidance | infiltration trench/basin | Georgia | 100% | 100% | 100% | 100% | 100% | [5 empty] | Pollutant removal rates based on 100% infiltration with no underdrain | no (infiltration basins are non-underdrained bioretention) | requires sediment forebay (or similar) and grass channel for concentrated flow or filter strip for sheet flow | high burden
Georgia. 2016. Georgia Stormwater Management Manual, Volume 2: Technical Handbook | State guidance | multi-purpose detention basin | Georgia | variable | n/a | n/a | n/a | n/a | [5 empty] | Coastal Stormwater Supplement to the Georgia Stormwater Management Manual, 2009 | no | no | low burden | not intended for WQ treatment
Georgia. 2016. Georgia Stormwater Management Manual, Volume 2: Technical Handbook | State guidance | organic filter | Georgia | 80% | 60% | 40% | 50% | 75% | [5 empty] | Coastal Stormwater Supplement to the Georgia Stormwater Management Manual, 2009 | yes | pretreatment sedimentation chamber | high burden
Georgia. 2016. Georgia Stormwater Management Manual, Volume 2: Technical Handbook | State guidance | permeable pavers | Georgia | 80% | 50% | 50% | n/a | 60% | [5 empty] | Coastal Stormwater Supplement to the Georgia Stormwater Management Manual, 2009 | dependent on infiltration rate | fully stabilize soils of adjacent pervious areas; pretreat with grass filter strip or pea gravel diaphragm, can include forebay weir or check dam | high burden
Georgia. 2016. Georgia Stormwater Management Manual, Volume 2: Technical Handbook | State guidance | pervious concrete | Georgia | 80% | 50% | 65% | n/a | 60% | [5 empty] | Coastal Stormwater Supplement to the Georgia Stormwater Management Manual, 2009 | dependent on infiltration rate | recommended to use dry or wet enhanced swales or vegetated filter strips; use grass filter strip or pea gravel diaphragm or grass channel | high burden
Georgia. 2016. Georgia Stormwater Management Manual, Volume 2: Technical Handbook | State guidance | porous asphalt (excluding OGFC) | Georgia | 80% | 50% | 50% | n/a | 60% | [5 empty] | Coastal Stormwater Supplement to the Georgia Stormwater Management Manual, 2009 | dependent on infiltration rate | can be used AS pretreatment for BMPs for pollutants other than TSS; grass filter strip or pea gravel diaphragm for sheet flow, or grass channel or forebay for concentrated flow | medium burden
Georgia. 2016. Georgia Stormwater Management Manual, Volume 2: Technical Handbook | State guidance | proprietary systems | Georgia | variable | variable | variable | variable | variable | [5 empty] | Coastal Stormwater Supplement to the Georgia Stormwater Management Manual, 2009 | variable | variable | variable | follow manufacture's recommendations, systems should be 3rd party verified, proven record of longevity in the field and proven ability to function in GA conditions (>15 samples, flow weighted concentrations, at least 1 year in service)
Georgia. 2016. Georgia Stormwater Management Manual, Volume 2: Technical Handbook | State guidance | rainwater harvesting | Georgia | variable | variable | variable | variable | variable | [5 empty] | Coastal Stormwater Supplement to the Georgia Stormwater Management Manual, 2009 | no | leaf screens, roof washers, first flush diverters | high burden
Georgia. 2016. Georgia Stormwater Management Manual, Volume 2: Technical Handbook | State guidance | regenerative stormwater conveyance | Georgia | 80% | 70% | 70% | n/a | n/a | [5 empty] | West Virginia Stormwater Management Design Guidance Manual, 2012 | no | grass filter strip or channel may be needed, not required | medium burden
Georgia. 2016. Georgia Stormwater Management Manual, Volume 2: Technical Handbook | State guidance | sand filters | Georgia | 80% | 50% | 25% | 40% | 50% | [5 empty] | Original Georgia Stormwater Management Manual, 2001 | yes | sediment forebay | high burden
Georgia. 2016. Georgia Stormwater Management Manual, Volume 2: Technical Handbook | State guidance | stormwater planters/tree boxes | Georgia | 80% | 60% | 60% | 80% | n/a | [5 empty] | Coastal Stormwater Supplement to the Georgia Stormwater Management Manual, 2009 | yes | optional pea gravel diaphragm, grass filter strip or level spreader | medium burden
Georgia. 2016. Georgia Stormwater Management Manual, Volume 2: Technical Handbook | State guidance | stormwater ponds | Georgia | 80% | 50% | 30% | 70% | 50% | [5 empty] | Coastal Stormwater Supplement to the Georgia Stormwater Management Manual, 2009 | no | sediment forebay or equivalent | low burden
Georgia. 2016. Georgia Stormwater Management Manual, Volume 2: Technical Handbook | State guidance | stormwater wetlands - level 1 | Georgia | 80% | 40% | 30% | 70% | 50% | [5 empty] | Original Georgia Stormwater Management Manual, 2001 | no | sediment forebay or equivalent | medium burden
Georgia. 2016. Georgia Stormwater Management Manual, Volume 2: Technical Handbook | State guidance | stormwater wetlands - level 2 | Georgia | 85% | 75% | 55% | 85% | 60% | [5 empty] | The Next Generation of Stormwater Wetlands. EPA Wetlands and Watersheds Article Series (2008) Center for Watershed Protection | no | sediment forebay or equivalent | medium burden
Georgia. 2016. Georgia Stormwater Management Manual, Volume 2: Technical Handbook | State guidance | submerged gravel wetland | Georgia | 80% | 50% | 20% | 70% | 50% | [5 empty] | Coastal Stormwater Supplement to the Georgia Stormwater Management Manual, 2009 | no | sediment forebay or equivalent | high burden
Georgia. 2016. Georgia Stormwater Management Manual, Volume 2: Technical Handbook | State guidance | underground detention | Georgia | 0% | 0% | 0% | 0% | 0% | [5 empty] | Coastal Stormwater Supplement to the Georgia Stormwater Management Manual, 2009 | no | sediment sump or vault chamber | medium burden
Georgia. 2016. Georgia Stormwater Management Manual, Volume 2: Technical Handbook | State guidance | vegetated filter strips | Georgia | 60% | 20% | 20% | n/a | 40% | [5 empty] | Original Georgia Stormwater Management Manual, 2001 | no | pea gravel diaphram flow spreader; can be used AS pretreatment for other practices | low burden
Georgia. 2001. Georgia Stormwater Management Manual, Volume 2: Technical Handbook. Prepared by AMEC Earth and Environmental, Center for Watershed Protection, Debo and Associates, Jordan Jones and Gouldingn and Atlanta Regional Commission. | state guidance | enhanced dry swales | Georgia | 80% | 50% | 50% | insufficient data | 40% | [5 empty] | "derived from sampling data, modeling, and professional judgement", for more info see National Pollutant Removal Performance Database (2nd edition) and National Stormwater BMP Database | dependent on infiltration rate | sediment forebay, plus pea gravel diaphraghm if drop is >6"; vegetated filter strips and gentle side slopes on top of channel for lateral sheet flow pretreatment
Georgia. 2001. Georgia Stormwater Management Manual, Volume 2: Technical Handbook. Prepared by AMEC Earth and Environmental, Center for Watershed Protection, Debo and Associates, Jordan Jones and Gouldingn and Atlanta Regional Commission. | state guidance | enhanced wet swales | Georgia | 80% | 25% | 40% | insufficient data | 20% | [5 empty] | "derived from sampling data, modeling, and professional judgement", for more info see National Pollutant Removal Performance Database (2nd edition) and National Stormwater BMP Database | no | sediment forebay, plus pea gravel diaphraghm if drop is >6"; vegetated filter strips and gentle side slopes on top of channel for lateral sheet flow pretreatment
Georgia. 2001. Georgia Stormwater Management Manual, Volume 2: Technical Handbook. Prepared by AMEC Earth and Environmental, Center for Watershed Protection, Debo and Associates, Jordan Jones and Gouldingn and Atlanta Regional Commission. | state guidance | grass channels | Georgia | 50% | 25% | 20% | insufficient data | 30% | [5 empty] | derived from sampling data, modeling, and professional judgement | no, practice requires minimum infiltration rate | none but should receive only sheet flow; can be use AS pretreatment for other practices
Georgia. 2001. Georgia Stormwater Management Manual, Volume 2: Technical Handbook. Prepared by AMEC Earth and Environmental, Center for Watershed Protection, Debo and Associates, Jordan Jones and Gouldingn and Atlanta Regional Commission. | state guidance | sand filters | Georgia | 80% | 50% | 25% | 40% | 50% | [5 empty] | "derived from sampling data, modeling, and professional judgement", for more info see National Pollutant Removal Performance Database (2nd edition) and National Stormwater BMP Database | yes | sediment forebay
Georgia. 2001. Georgia Stormwater Management Manual, Volume 2: Technical Handbook. Prepared by AMEC Earth and Environmental, Center for Watershed Protection, Debo and Associates, Jordan Jones and Gouldingn and Atlanta Regional Commission. | state guidance | stormwater wetlands | Georgia | 80% | 40% | 30% | 70% (if no resident waterfowl present) | 50% | [5 empty] | "derived from sampling data, modeling, and professional judgement", for more info see National Pollutant Removal Performance Database (2nd edition) and National Stormwater BMP Database | no | sediment forebay or equivalent
Georgia. 2001. Georgia Stormwater Management Manual, Volume 2: Technical Handbook. Prepared by AMEC Earth and Environmental, Center for Watershed Protection, Debo and Associates, Jordan Jones and Gouldingn and Atlanta Regional Commission. | state guidance | vegetated filter strips | Georgia | 50% | 20% | 20% | insufficient data | 40% | [5 empty] | derived from sampling data, modeling, and professional judgement | no | pea gravel diaphram flow spreader; can be used AS pretreatment for other practices
South Carolina DHEC Storm Water Management BMP Field Manual. 2005. South Carolina Department of Health and Environmental Control | State guidance | Bioretention | South Carolina | 50-85% | 55-70% | 35-55% | 10-60% (pathogens/bacteria) | lead: 50-90% copper: 35-70% zinc: 35-90% | [5 empty] | unknown | required | gravel, landscape stone, geotextile level spreader, gently sloping vegetated filter,vegetated swale | general activities and schedule provided
South Carolina DHEC Storm Water Management BMP Field Manual. 2005. South Carolina Department of Health and Environmental Control | State guidance | Catch basin inserts | South Carolina | 50-85% | 55-70% | 35-55% | 10-60% (pathogens/bacteria) | lead: 50-90% copper: 35-70% zinc: 35-90% | [5 empty] | unknown | n/a | n/a | general activities and schedule provided
South Carolina DHEC Storm Water Management BMP Field Manual. 2005. South Carolina Department of Health and Environmental Control | State guidance | Separation and Filtration devices | South Carolina | 80% | 40% | 30% |  | lead: 60% copper: 50% zinc: 70% | 80% |  |  |  |  | unknown | n/a | not specified | general activities and schedule provided | reuqires 3rd party testing results
South Carolina DHEC Storm Water Management BMP Field Manual. 2005. South Carolina Department of Health and Environmental Control | State guidance | dry detention pond/dry extended detention pond | South Carolina | 45-68% | 14-25% | 19-29% | 20-50% (pathogens/bacteria) | lead: 31-67% copper: 15-38% zinc: 15-45% Metals: 26-54% | [5 empty] | unknown | no | vegetative filters, forebays, or manufactured treatment devices | general activities and schedule provided
South Carolina DHEC Storm Water Management BMP Field Manual. 2005. South Carolina Department of Health and Environmental Control | State guidance | enhanced dry swales | South Carolina | 70-80% | 35-50% | 40-60% | 10-60% (pathogens/bacteria) | lead: 60-70% copper: 15-45% zinc: 40-65% | 65% |  |  |  |  | unknown | required | sediment forebay | general activities and schedule provided
South Carolina DHEC Storm Water Management BMP Field Manual. 2005. South Carolina Department of Health and Environmental Control | State guidance | infiltration trenches | South Carolina | 80-90% | 50-60% | 35-55% | 90-98% (pathogens/bacteria) | lead: 80-90% copper: 50-60% zinc: 80-90% Metals: 70-85% | 85% |  |  |  |  | unknown | optional, minimum practice infiltration rate is 0.3 in/hr | sediment forebay | general activities and schedule provided
South Carolina DHEC Storm Water Management BMP Field Manual. 2005. South Carolina Department of Health and Environmental Control | State guidance | stormwater wetlands | South Carolina | 66-78% | 42-53% | 28-39% | 58-78% | lead: 62-76% copper: 29-50% zinc: 32-52% Metals: 14-72% | 80% |  |  |  |  | unknown | no | sediment forebay | general activities and schedule provided
South Carolina DHEC Storm Water Management BMP Field Manual. 2005. South Carolina Department of Health and Environmental Control | State guidance | wet detention pond (wet extended pond, micropool extended pond) | South Carolina | 65-80% | 50-70% | 30-45% | 45-75% | lead: 60-85% copper: 40-65% zinc: 50-75% Metals: 35-75% | [5 empty] | unknown | no | sediment forebay at all inlets | general activities and schedule provided
ADEM. Low Impact Development Handbook for the State of Alabama. No date. Alabama Department of Environmental Management, Alabama Cooperative Extension System and Auburn University. | State guidance | Bioretention | Alabama | 80-85% | 45-60% | 40-50% | no data | no data | [5 empty] | NC Department of Environment and Natural Resources Stormwater Integrated Management Practices Manual 2007 City of Auburn Stormwater Management Design Manual, 2011 (unavailable online) Georgia Stormwater Management Manual, 2001 | yes, if Ksat is <2 in/hr | forebay or grassed filter strip | general activities and schedule provided
ADEM. Low Impact Development Handbook for the State of Alabama. No date. Alabama Department of Environmental Management, Alabama Cooperative Extension System and Auburn University. | State guidance | Constructed Stormwater wetland (aka stormwater wetland, pocket wetland, gravel wetland) | Alabama | 80-85% | 40% | 30-40% | 70% (if no resident waterfowl present) | 50% | [5 empty] | NC Department of Environment and Natural Resources Stormwater Integrated Management Practices Manual 2007 City of Auburn Stormwater Management Design Manual, 2011 (unavailable online) Georgia Stormwater Management Manual, 2001 Iowa State University. 2009 Iowa Stormwater Management Manual, Ch 2H-1, General Information for Stormwater Wetlands. Transportation Institute, Ames IA. | no | forebay | general activities and schedule provided
ADEM. Low Impact Development Handbook for the State of Alabama. No date. Alabama Department of Environmental Management, Alabama Cooperative Extension System and Auburn University. | State guidance | Permeable Pavement general (concrete, asphalt, pavers) | Alabama |  | 80% | 80% |  | 90% | [5 empty] | City of Auburn, Stormwater Management Design Manual. 2011 | if infiltration rates are <0.5 in/hr | vegetative swales or filter strips | general activities and schedule provided
ADEM. Low Impact Development Handbook for the State of Alabama. No date. Alabama Department of Environmental Management, Alabama Cooperative Extension System and Auburn University. | State guidance | Permeable Pavement general (concrete, asphalt, pavers) | Alabama |  | 80% | 80% | insufficient data | 90% | [5 empty] | AMEC 2008. Knox County, TN | if infiltration rates are <0.5 in/hr | vegetative swales or filter strips | general activities and schedule provided
ADEM. Low Impact Development Handbook for the State of Alabama. No date. Alabama Department of Environmental Management, Alabama Cooperative Extension System and Auburn University. | State guidance | pervious concrete | Alabama |  | 50% | 65% |  | 60% | [5 empty] | Georgia Stormwater Management Manual, 2001 | if infiltration rates are <0.5 in/hr | vegetative swales or filter strips | general activities and schedule provided
ADEM. Low Impact Development Handbook for the State of Alabama. No date. Alabama Department of Environmental Management, Alabama Cooperative Extension System and Auburn University. | State guidance | modular paving systems | Alabama |  | 80% | 80% |  | 90% | [5 empty] | Georgia Stormwater Management Manual, 2001 | if infiltration rates are <0.5 in/hr | vegetative swales or filter strips | general activities and schedule provided
ADEM. Low Impact Development Handbook for the State of Alabama. No date. Alabama Department of Environmental Management, Alabama Cooperative Extension System and Auburn University. | State guidance | porous asphalt | Alabama | 99% (porous asphalt) | 42% |  |  | 97% | [5 empty] | Roseen and Ballestero 2008 | if infiltration rates are <0.5 in/hr | vegetative swales or filter strips | general activities and schedule provided
ADEM. Low Impact Development Handbook for the State of Alabama. No date. Alabama Department of Environmental Management, Alabama Cooperative Extension System and Auburn University. | State guidance | Grassed Swales | Alabama | 35% | 20% | 20% | [7 empty] | NC Department of Environment and Natural Resources Stormwater Integrated Management Practices Manual 2007 | no | forebay, grassed filter strip, grassed inlet | general activities and schedule provided
ADEM. Low Impact Development Handbook for the State of Alabama. No date. Alabama Department of Environmental Management, Alabama Cooperative Extension System and Auburn University. | State guidance | Grassed Swales | Alabama | 80% | 50% | 50% | no data | 40% | [5 empty] | City of Auburn, Stormwater Management Design Manual. 2011 | no | forebay, grassed filter strip, grassed inlet | general activities and schedule provided
ADEM. Low Impact Development Handbook for the State of Alabama. No date. Alabama Department of Environmental Management, Alabama Cooperative Extension System and Auburn University. | State guidance | Wet Swale | Alabama | 80% | 25% | 40% | no data | 20% | [5 empty] | Georgia Stormwater Management Manual, 2001 | no | forebay, grassed filter strip, grassed inlet | general activities and schedule provided
ADEM. Low Impact Development Handbook for the State of Alabama. No date. Alabama Department of Environmental Management, Alabama Cooperative Extension System and Auburn University. | State guidance | Dry swale | Alabama | 80% | 50% | 50% | no data | 40% | [5 empty] | Georgia Stormwater Management Manual, 2001 | optional, based on infiltration rate | forebay, grassed filter strip, grassed inlet | general activities and schedule provided
ADEM. Low Impact Development Handbook for the State of Alabama. No date. Alabama Department of Environmental Management, Alabama Cooperative Extension System and Auburn University. | State guidance | Dry swale | Alabama | 50% | 25% | 20% | insufficient data | 30% | [5 empty] | Iowa State University. 2010. Iowa Stormwater Management Manual, Ch 2I-2: Dry Swales. Transportation Institute, Ames, IA. | optional, based on infiltration rate | forebay, grassed filter strip, grassed inlet | general activities and schedule provided
ADEM. Low Impact Development Handbook for the State of Alabama. No date. Alabama Department of Environmental Management, Alabama Cooperative Extension System and Auburn University. | State guidance | level spreader/grass filter strip | Alabama | 50% | 20% | 20% | insufficient data | 40% | [5 empty] | Georgia Stormwater Management Manual, 2001 | if level spreader infiltration is <1 in'hr | forebay needed for level spreader | general activities and schedule provided
ADEM. Low Impact Development Handbook for the State of Alabama. No date. Alabama Department of Environmental Management, Alabama Cooperative Extension System and Auburn University. | State guidance | level spreader/grass filter strip | Alabama | 40% | 35% | 30% | no data | no data | [5 empty] | NC Department of Environment and Natural Resources Stormwater Integrated Management Practices Manual 2007 | if level spreader infiltration is <1 in'hr | forebay needed for level spreader | general activities and schedule provided
ADEM. Low Impact Development Handbook for the State of Alabama. No date. Alabama Department of Environmental Management, Alabama Cooperative Extension System and Auburn University. | State guidance | level spreader/grass filter strip | Alabama | 50% | 20% | 20% | no data | 40% | [5 empty] | City of Auburn, Stormwater Management Design Manual. 2011 | if level spreader infiltration is <1 in'hr | forebay needed for level spreader
North Carolina Department of Environment and Natural Resources. 2007. North Carolina Stormwater BMP Manual 2006-2016. | state guidance | Level spreader/vegetative filter strip system | North Carolina | 40% | 35% | 30% | [7 empty] | unknown | if infiltration <2 in/hr | forebay needed, unless level spreader is receiving flow from another BMP | provides typcial maintenance issues and resolutions
North Carolina Department of Environment and Natural Resources. 2007. North Carolina Stormwater BMP Manual 2006-2016. | state guidance | disconnected impervious surface | North Carolina | 30-85% | 35% | 30% | [7 empty] | unknown | no | gravel verge | provides typcial maintenance issues and resolutions | TSS credit varies by soil type and size of practice, and impervious density
North Carolina Department of Environment and Natural Resources. 2007. North Carolina Stormwater BMP Manual 2006-2016. | state guidance | Stormwater wetland | North Carolina | 85% | 40% | 40% | [7 empty] | unknown | no | forebay is required | provides typcial maintenance issues and resolutions
North Carolina Department of Environment and Natural Resources. 2007. North Carolina Stormwater BMP Manual 2006-2016. | state guidance | wet detention basin | North Carolina | 85% | 40% | 30% | [7 empty] | unknown | no | forebay is required on all inlets | provides typcial maintenance issues and resolutions
North Carolina Department of Environment and Natural Resources. 2007. North Carolina Stormwater BMP Manual 2006-2016. | state guidance | sand filter | North Carolina | 85% | 45% | 35% | [7 empty] | unknown | typical, but not required if adequate infiltration | forebay or sedimentation chamber is required (open basin or subsurface concrete chamber) | provides typcial maintenance issues and resolutions
North Carolina Department of Environment and Natural Resources. 2007. North Carolina Stormwater BMP Manual 2006-2016. | state guidance | Bioretention (no internal water storage zones) | North Carolina | 85% | 45% | 35% | [7 empty] | unknown | if infiltration <2 in/hr | sheet flow or alternative engergy dissipator (grass and gravel combo, grassed water quality swale, forebay) | provides typcial maintenance issues and resolutions
North Carolina Department of Environment and Natural Resources. 2007. North Carolina Stormwater BMP Manual 2006-2016. | state guidance | Bioretention (with IWS, Piedmont and Mountains) | North Carolina | 85% | 45% | 40% | [7 empty] | unknown | if infiltration <2 in/hr | sheet flow or alternative engergy dissipator (grass and gravel combo, grassed water quality swale, forebay) | provides typcial maintenance issues and resolutions
North Carolina Department of Environment and Natural Resources. 2007. North Carolina Stormwater BMP Manual 2006-2016. | state guidance | Grassed Swales (curb outlets, roadside swales, lot line swales, primary outlet swales) | North Carolina | 0% | 0% | 0% | [7 empty] | unknown | dependent on infiltration rates | not required | provides typcial maintenance issues and resolutions
North Carolina Department of Environment and Natural Resources. 2007. North Carolina Stormwater BMP Manual 2006-2016. | state guidance | Grassed swales for water quality | North Carolina | 35% | 20% | 20% | [7 empty] | unknown | dependent on infiltration rates | not required | provides typcial maintenance issues and resolutions
North Carolina Department of Environment and Natural Resources. 2007. North Carolina Stormwater BMP Manual 2006-2016. | state guidance | Infiltration device (trench, basin) | North Carolina | 85% | 35% | 30% | [7 empty] | unknown | no | required (filter strip, grassed swales with check dam, concrete sump, forebay/sediment trap) | provides typcial maintenance issues and resolutions
North Carolina Department of Environment and Natural Resources. 2007. North Carolina Stormwater BMP Manual 2006-2016. | state guidance | Dry extended detention | North Carolina | 50% | 10% | 10% | [7 empty] | unknown | no | forebay required if design flow > 10 acre-inches, recommended on all others | provides typcial maintenance issues and resolutions
North Carolina Department of Environment and Natural Resources. 2007. North Carolina Stormwater BMP Manual 2006-2016. | state guidance | permeable pavement for infiltration | North Carolina | 85% | 60% | 30% | [7 empty] | unknown | based on infiltration rate | grade/divert pervious areas away from practice | provides typcial maintenance issues and resolutions
North Carolina Department of Environment and Natural Resources. 2007. North Carolina Stormwater BMP Manual 2006-2016. | state guidance | permeable pavement for detention | North Carolina | 70% with geomembrane barrier 85% without geomembrane barrier | 10% | 10% | [7 empty] | unknown | required | grade/divert pervious areas away from practice | provides typcial maintenance issues and resolutions
North Carolina Department of Environmental Quality. 2018. North Carolina Stormwater Control Measure Credit Document | State guidance | Bioretention (with IWS, Piedmont and Mountains) | North Carolina | if influent 20-35 mg/L then >=29% removal, if 35-100 mg/l see efffluent concentrations, if >100 mg/l then >= 75% removal | 45% | 40% |  |  |  |  | 35-100 mg/l influent = <=25mg/l effluent; if <35 or >100 mg/l, see removal efficiency | 0.12 mg/l | 0.58 mg/l | Percent efficiencies are legacy values from NCDENR 2006-2016. Paired influent/effluent data from North Carolina, publish/submitted journal articles, studied designs meet Minimum Design Criteria, mean values, 10 NC studies; only studies with IWS were used for TN, all studies were used for TP, since IWS does not treat TP | required if infiltration <2 in/hr | recommended grass and gravel or forebay
North Carolina Department of Environmental Quality. 2018. North Carolina Stormwater Control Measure Credit Document | State guidance | Bioretention without internal water storage | North Carolina | if influent 20-35 mg/L then >=29% removal, if 35-100 mg/l see efffluent concentrations, if >100 mg/l then >= 75% removal | 45% | 35% |  |  |  |  | 35-100 mg/l influent = <=25mg/l effluent; if <35 or >100 mg/l, see removal efficiency | 0.12 mg/l | 1.20 mg/l | Percent efficiencies are legacy values from NCDENR 2006-2016. Paired influent/effluent data from North Carolina, publish/submitted journal articles, studied designs meet Minimum Design Criteria, mean values, 10 NC studies | required if infiltration <2 in/hr | recommended grass and gravel or forebay
North Carolina Department of Environmental Quality. 2018. North Carolina Stormwater Control Measure Credit Document | State guidance | Bioretention with design variants per Hyper Tool | North Carolina | if influent 20-35 mg/L then >=29% removal, if 35-100 mg/l see efffluent concentrations, if >100 mg/l then >= 75% removal | [6 empty] | 35-100 mg/l influent = <=25mg/l effluent; if <35 or >100 mg/l, see removal efficiency | 0.12 mg/l | 0.58-1.20 mg/l | paired influent/effluent data from North Carolina, publish/submitted journal articles, studied designs meet Minimum Design Criteria, mean values, 10 NC studies | required if infiltration <2 in/hr | recommended grass and gravel or forebay
North Carolina Department of Environmental Quality. 2018. North Carolina Stormwater Control Measure Credit Document | State guidance | Infiltration system (trench/basin) | North Carolina | if influent 20-35 mg/L then >=29% removal, if 35-100 mg/l see efffluent concentrations, if >100 mg/l then >= 75% removal | 84% | 84% |  |  |  |  | 35-100 mg/l influent = <=25mg/l effluent; if <35 or >100 mg/l, see removal efficiency | 0 mg/l | 0 mg/l | Percent efficiency unknown; Effluent concentraions based on design to infiltrate entire design storm | dependent on infiltration rates | required (filter strip, grassed swales with check dam, concrete sump, forebay/sediment trap) | provides typcial maintenance issues and resolutions
North Carolina Department of Environmental Quality. 2018. North Carolina Stormwater Control Measure Credit Document | State guidance | permeable pavement for infiltration | North Carolina | if influent 20-35 mg/L then >=29% removal, if 35-100 mg/l see efffluent concentrations, if >100 mg/l then >= 75% removal | 84% | 84% |  |  |  |  | 35-100 mg/l influent = <=25mg/l effluent; if <35 or >100 mg/l, see removal efficiency | 0 mg/l | 0 mg/l | Percent efficiencies unknown; Effluent paired influent/effluent data from North Carolina or similar ecoregion, publish/submitted journal articles, studied design meets Minimum Design Criteria, mean of the means, 7 NC + 1 OH | based on infiltration rate | grade/divert pervious areas away from practice | provides typcial maintenance issues and resolutions | must meet minimum design criteria
North Carolina Department of Environmental Quality. 2018. North Carolina Stormwater Control Measure Credit Document | State guidance | permeable pavement for detention, unlined | North Carolina | if influent 20-35 mg/L then >=29% removal, if 35-100 mg/l see efffluent concentrations, if >100 mg/l then >= 75% removal | 30% | 30% |  |  |  |  | 35-100 mg/l influent = <=25mg/l effluent; if <35 or >100 mg/l, see removal efficiency | 0.05 mg/l | 1.08 mg/l | Percent efficiencies unknown; Effluent paired influent/effluent data from North Carolina or similar ecoregion, publish/submitted journal articles, studied design meets Minimum Design Criteria, mean of the means, 7 NC + 1 OH | required | grade/divert pervious areas away from practice | provides typcial maintenance issues and resolutions | must meet minimum design criteria
North Carolina Department of Environmental Quality. 2018. North Carolina Stormwater Control Measure Credit Document | State guidance | permeable pavement for detention, lined | North Carolina | if influent 20-35 mg/L then >=29% removal, if 35-100 mg/l see efffluent concentrations, if >100 mg/l then >= 75% removal | 30% | 30% |  |  |  |  | 35-100 mg/l influent = <=25mg/l effluent; if <35 or >100 mg/l, see removal efficiency | 0.05 mg/l | 1.08 mg/l | Percent efficiencies unknown; Effluent paired influent/effluent data from North Carolina or similar ecoregion, publish/submitted journal articles, studied design meets Minimum Design Criteria, mean of the means, 7 NC + 1 OH | required | grade/divert pervious areas away from practice | provides typcial maintenance issues and resolutions | must meet minimum design criteria
North Carolina Department of Environmental Quality. 2018. North Carolina Stormwater Control Measure Credit Document | State guidance | permeable pavement with design variants per Hyper Tool | North Carolina | if influent 20-35 mg/L then >=29% removal, if 35-100 mg/l see efffluent concentrations, if >100 mg/l then >= 75% removal | [6 empty] | 35-100 mg/l influent = <=25mg/l effluent; if <35 or >100 mg/l, see removal efficiency | 0.05 mg/l | 1.08 mg/l | Percent efficiencies unknown; Effluent paired influent/effluent data from North Carolina or similar ecoregion, publish/submitted journal articles, studied design meets Minimum Design Criteria, mean of the means, 7 NC + 1 OH | based on infiltration rate | grade/divert pervious areas away from practice | provides typcial maintenance issues and resolutions | must meet minimum design criteria
North Carolina Department of Environmental Quality. 2018. North Carolina Stormwater Control Measure Credit Document | State guidance | Wet pond | North Carolina | if influent 20-35 mg/L then >=29% removal, if 35-100 mg/l see efffluent concentrations, if >100 mg/l then >= 75% removal | 30% | 30% |  |  |  |  | 35-100 mg/l influent = <=25mg/l effluent; if <35 or >100 mg/l, see removal efficiency | 0.15 mg/l | 1.22 mg/l | Percent efficiency unknown; Paired influent/effluent data from North Carolina, 8 NC wet ponds, used mean of the means from studies | no | forebay is required on all inlets | provides typcial maintenance issues and resolutions | must meet minimum design criteria
North Carolina Department of Environmental Quality. 2018. North Carolina Stormwater Control Measure Credit Document | State guidance | wet pond with >5% covered by floating wetland island | North Carolina | if influent 20-35 mg/L then >=29% removal, if 35-100 mg/l see efffluent concentrations, if >100 mg/l then >= 75% removal | 30% | 30% |  |  |  |  | 35-100 mg/l influent = <=25mg/l effluent; if <35 or >100 mg/l, see removal efficiency | 0.09 mg/l | 0.85 mg/l | Percent efficiency unknown; Paired influent/effluent data from North Carolina, 8 NC wet ponds, modified by ninth site using ratio of post-retrofit EMCs when FWI was added | no | forebay is required on all inlets | provides typcial maintenance issues and resolutions | must meet minimum design criteria
North Carolina Department of Environmental Quality. 2018. North Carolina Stormwater Control Measure Credit Document | State guidance | stormwater wetland | North Carolina | if influent 20-35 mg/L then >=29% removal, if 35-100 mg/l see efffluent concentrations, if >100 mg/l then >= 75% removal | 40% | 44% |  |  |  |  | 35-100 mg/l influent = <=25mg/l effluent; if <35 or >100 mg/l, see removal efficiency | 0.18 mg/l | 1.12 mg/l | Percent efficiency unknown; Paired influent/effluent data from North Carolina, publish/submitted journal articles, studied designs meet Minimum Design Criteria, 10 NC studies, mean of the means used to calculate EMCs | no | forebay is required | provides typcial maintenance issues and resolutions | must meet minimum design criteria
North Carolina Department of Environmental Quality. 2018. North Carolina Stormwater Control Measure Credit Document | State guidance | sand filter (open or closed) | North Carolina | if influent 20-35 mg/L then >=29% removal, if 35-100 mg/l see efffluent concentrations, if >100 mg/l then >= 75% removal | 45% | 35% |  |  |  |  | 35-100 mg/l influent = <=25mg/l effluent; if <35 or >100 mg/l, see removal efficiency | 0.12 mg/l | 1.20 mg/l | Percent efficiencies legacy from NCDENR 2006-2016. Effluent concentrations based on bioretention EMCs | typical, but not required if adequate infiltration | sediment or sand chamber required | provides typcial maintenance issues and resolutions | must meet minimum design criteria
North Carolina Department of Environmental Quality. 2018. North Carolina Stormwater Control Measure Credit Document | State guidance | disconnected impervious surface | North Carolina | must be used in series with a primary stormwater control practice; no TSS credit as a stand-alone practice | 35% | 30% | [5 empty] | 0.76 mg/l | 2.44 mg/l | Percent efficiency values are legacy values from NCDENR 2006-2016. Concentrations based on green roof data from 2 monitored roofs, and 3 studies in International Stormwater Database (NC, CT, New Zealand); mean of the median used to calculate EMCs | no | stone verge, concrete edge or other transition | provides typcial maintenance issues and resolutions
North Carolina Department of Environmental Quality. 2018. North Carolina Stormwater Control Measure Credit Document | State guidance | level spreader/grass filter strip | North Carolina | must be used in series with a primary stormwater control practice; no TSS credit as a stand-alone practice | 35% | 30% | [5 empty] | 0.19 mg/l | 1.04 mg/l | Percent efficiency legacy from NCDENR 2006-2016. Effluent concentrations paired influent/effluent data from North Carolina, publish/submitted journal articles, studied designs meet MDC, average of the medians used to calculated EMCs, 6 NC studies | based on infiltration rate | forebay needed, unless level spreader is receiving flow from another BMP | provides typcial maintenance issues and resolutions | must meet minimum design criteria
North Carolina Department of Environmental Quality. 2018. North Carolina Stormwater Control Measure Credit Document | State guidance | level spreader/grass filter strip with Virophos sand | North Carolina | must be used in series with a primary stormwater control practice; no TSS credit as a stand-alone practice | 35% | 30% | [5 empty] | 0.10 mg/l | 0.87 mg/l | Percent efficiency legacy from NCDENR 2006-2016. Effluent concentrations paired influent/effluent data from North Carolina, publish/submitted journal articles, studied designs meet MDC, average of the medians used to calculated EMCs, 6 NC studies | based on infiltration rate | forebay needed, unless level spreader is receiving flow from another BMP | provides typcial maintenance issues and resolutions | must meet minimum design criteria
North Carolina Department of Environmental Quality. 2018. North Carolina Stormwater Control Measure Credit Document | State guidance | Dry pollutant removal swale | North Carolina | must be used in series with a primary stormwater control practice; no TSS credit as a stand-alone practice | 10% | 10% | [5 empty] | 0.14 mg/l | 1.10 mg/l | Percent removal source unknown; Effluent concentrations paired influent/effluent data from North Carolina, publish/submitted journal articles, studied designs meet MDC, average of the median values used to calculate EMCs, 8 NC studies | not required | not required |  | must meet minimum design criteria
North Carolina Department of Environmental Quality. 2018. North Carolina Stormwater Control Measure Credit Document | State guidance | Wet pollutant removal swale | North Carolina | must be used in series with a primary stormwater control practice; no TSS credit as a stand-alone practice | 30% | 30% | [5 empty] | 0.11 mg/l | 0.82 mg/l | Percent removal source unknown; Effluent concentrations paired influent/effluent data from North Carolina, publish/submitted journal articles, studied designs meet MDC, average of the median values used to calculate EMCs, 8 NC studies | not required | shallow side slopes |  | must meet minimum design criteria
North Carolina Department of Environmental Quality. 2018. North Carolina Stormwater Control Measure Credit Document | State guidance | dry pond | North Carolina | must be used in series with a primary stormwater control practice; no TSS credit as a stand-alone practice | 10% | 10% | [5 empty] | 0.66 mg/l | 1.65 mg/l | Percent efficiency values are legacy from NCDENR 2006-2016. Effluent from 2 NC dry ponds, plus International Stormwater BMP Database (NC and VA), mean of the median values | no | required (gravel verge, filter strip, grassed swale, forebay) |  | must meet minimum design criteria
North Carolina Department of Environmental Quality. 2018. North Carolina Stormwater Control Measure Credit Document | State guidance | Silva Cell with internal water storage | North Carolina |  | 45% | 40% | [5 empty] | 0.12 mg/l | 0.58 mg/l | Percent efficiency based on bioretention percent efficiency; Paired influent/effluent data from North Carolina bioretetnion cells, publish/submitted journal articles, studied designs meet MDC, supplemented with 2 silva cells in Wilmington, NC but uses bioretention values, mean of the means | required | inlet protection is required, unless only using direct infiltraion through permeable pavement for flow distribution |  | must meet minimum design criteria
North Carolina Department of Environmental Quality. 2018. North Carolina Stormwater Control Measure Credit Document | State guidance | silva cell without internal water storage | North Carolina |  | 45% | 35% | [5 empty] | 0.12 mg/l | 1.20 mg/l | Percent efficiency based on bioretention percent efficiency; Paired influent/effluent data from North Carolina bioretetnion cells, publish/submitted journal articles, studied designs meet MDC, supplemented with 2 silva cells in Wilmington, NC but uses bioretention values, mean of the means | not specified | inlet protection is required, unless only using direct infiltraion through permeable pavement for flow distribution |  | must meet minimum design criteria
North Carolina Department of Environmental Quality. 2018. North Carolina Stormwater Control Measure Credit Document | State guidance | Stormfilter | North Carolina |  | 70% | 50% | [7 empty] | unknown | yes | sediment sump | refer to manufacturer
North Carolina Department of Environmental Quality. 2018. North Carolina Stormwater Control Measure Credit Document | State guidance | Filterra | North Carolina |  | 45% | 35% | [7 empty] | unknown | yes | no
CAST - Source Data Report | Model documentation | Bioretention/rain garden | Chesapaeake Bay watershed | 90% | 85% | 80% | [7 empty] | literature review and expert panels decisions | A/B soils, no underdrain | not specified | not specified
CAST - Source Data Report | Model documentation | Bioretention/rain garden | Chesapaeake Bay watershed | 80% | 75% | 70% | [7 empty] | literature review and expert panels decisions | A/B soils, underdrain | not specified | not specified
CAST - Source Data Report | Model documentation | Bioretention/rain garden | Chesapaeake Bay watershed | 55% | 45% | 25% | [7 empty] | literature review and expert panels decisions | C/D soils, underdrain | not specified | not specified
CAST - Source Data Report | Model documentation | Bioswale | Chesapaeake Bay watershed | 80% | 75% | 70% | [7 empty] | literature review and expert panels decisions | no specified | not specified | not specified
CAST - Source Data Report | Model documentation | dry detention ponds | Chesapaeake Bay watershed | 10% | 10% | 5% | [7 empty] | literature review and expert panels decisions | n/a | not specified | not specified
CAST - Source Data Report | Model documentation | hydrodynamic structures | Chesapaeake Bay watershed | 10% | 10% | 5% | [7 empty] | literature review and expert panels decisions | n/a | not specified | not specified
CAST - Source Data Report | Model documentation | dry extended detention ponds | Chesapaeake Bay watershed | 60% | 20% | 20% | [7 empty] | literature review and expert panels decisions | n/a | not specified | not specified
CAST - Source Data Report | Model documentation | Filter strip with runoff reduction | Chesapaeake Bay watershed | 56% | 54% | 20% | [7 empty] | literature review and expert panels decisions | n/a | not specified | not specified
CAST - Source Data Report | Model documentation | Filter strip stormwater treatment | Chesapaeake Bay watershed | 22% | 0% | 0% | [7 empty] | literature review and expert panels decisions | n/a | not specified | not specified
CAST - Source Data Report | Model documentation | Filtering Practices | Chesapaeake Bay watershed | 80% | 60% | 40% | [7 empty] | literature review and expert panels decisions | n/a | not specified | not specified
CAST - Source Data Report | Model documentation | Floating Treatment Wetland 10% Coverage of Pond | Chesapaeake Bay watershed | 2.3% | 1.6% | 0.8% | [7 empty] | literature review and expert panels decisions | n/a | not specified | not specified
CAST - Source Data Report | Model documentation | Floating Treatment Wetland 20% Coverage of Pond | Chesapaeake Bay watershed | 4.7% | 3.3% | 1.7% | [7 empty] | literature review and expert panels decisions | n/a | not specified | not specified
CAST - Source Data Report | Model documentation | Floating Treatment Wetland 30% Coverage of Pond | Chesapaeake Bay watershed | 7% | 4.9% | 2.5% | [7 empty] | literature review and expert panels decisions | n/a | not specified | not specified
CAST - Source Data Report | Model documentation | Floating Treatment Wetland 40% Coverage of Pond | Chesapaeake Bay watershed | 9.2% | 6.5% | 3.3% | [7 empty] | literature review and expert panels decisions | n/a | not specified | not specified
CAST - Source Data Report | Model documentation | Floating Treatment Wetland 50% Coverage of Pond | Chesapaeake Bay watershed | 11.5% | 8% | 4.1% | [7 empty] | literature review and expert panels decisions | n/a | not specified | not specified
CAST - Source Data Report | Model documentation | Infiltration practices with sand and vegetation | Chesapaeake Bay watershed | 95% | 85% | 85% | [7 empty] | literature review and expert panels decisions | A/B soils, no underdrain | not specified | not specified
CAST - Source Data Report | Model documentation | Infiltration practices without sand and vegetation | Chesapaeake Bay watershed | 95% | 85% | 80% | [7 empty] | literature review and expert panels decisions | A/B soils, no underdrain | not specified | not specified
CAST - Source Data Report | Model documentation | Permeable pavement with sand and vegetation | Chesapaeake Bay watershed | 85% | 80% | 80% | [7 empty] | literature review and expert panels decisions | A/B soils, no underdrain | not specified | not specified
CAST - Source Data Report | Model documentation | Permeable pavement with sand and vegetation | Chesapaeake Bay watershed | 70% | 50% | 50% | [7 empty] | literature review and expert panels decisions | A/B soils, underdrain | not specified | not specified
CAST - Source Data Report | Model documentation | Permeable pavement with sand and vegetation | Chesapaeake Bay watershed | 55% | 20% | 20% | [7 empty] | literature review and expert panels decisions | C/D soils, underdrain | not specified | not specified
CAST - Source Data Report | Model documentation | Permeable pavement without sand and vegetation | Chesapaeake Bay watershed | 85% | 80% | 75% | [7 empty] | literature review and expert panels decisions | A/B soils, no underdrain | not specified | not specified
CAST - Source Data Report | Model documentation | Permeable pavement without sand and vegetation | Chesapaeake Bay watershed | 70% | 50% | 45% | [7 empty] | literature review and expert panels decisions | A/B soils, underdrain | not specified | not specified
CAST - Source Data Report | Model documentation | Permeable pavement without sand and vegetation | Chesapaeake Bay watershed | 55% | 20% | 10% | [7 empty] | literature review and expert panels decisions | C/D soils, underdrain | not specified | not specified
CAST - Source Data Report | Model documentation | Vegetated open channels | Chesapaeake Bay watershed | 70% | 45% | 45% | [7 empty] | literature review and expert panels decisions | A/B soils, no underdrain | not specified | not specified
CAST - Source Data Report | Model documentation | Vegetated open channels | Chesapaeake Bay watershed | 50% | 10% | 10% | [7 empty] | literature review and expert panels decisions | C/D soils, no underdrain | not specified | not specified
CAST - Source Data Report | Model documentation | Wet ponds and wetlands | Chesapaeake Bay watershed | 60% | 45% | 20% | [7 empty] | literature review and expert panels decisions | n/a | not specified | not specified

## Publications
[14 empty] | Percent removal efficiencies (negative values are increases) | [25 empty] | EMCs (mg/l) | [29 empty] | CFU/100 ml |  | MPN/100 ml |  | µg/l |  | µg/l |  | µg/l |  | µg/l |  | µg/l |  | NTU |  | µg/l |  |  |  | Loads (kg unless noted) | [29 empty] | CFU |  | MPN |  | kg |  | kg |  | kg |  | kg |  | kg |  | kg |  | kg |  |  |  | Loading rate/export rate (kg/ha/yr unles otherwise noted) | [29 empty] | CFU/100 ml |  | MPN/100 ml |  | kg/ha |  | kg/ha |  | kg/ha |  | kg/ha |  | kg/ha |  | kg/ha |  | kg/ha |  |  |  | Removal Rate (units vary)
[40 empty] | TN |  | TP |  | TKN |  | TAN |  | NO3-N |  | NO2,3-N |  | NH4-N |  | NH3-N |  | ON |  | Ortho-P |  | Particulate Bound P |  | Dissolved P |  | TSS |  | COD |  | BOD5 |  | Fecal Coliform |  | E coli |  | Cu |  | Zn |  | Pb |  | Fe |  | Mn |  | Turbidity |  | Cr |  |  |  | TN |  | TP |  | TKN |  | TAN |  | NO3-N |  | NO2,3-N |  | NH4-N |  | NH3-N |  | ON |  | Ortho-P |  | Particulate Bound P |  | Dissolved P |  | TSS |  | COD |  | BOD5 |  | Fecal Coliform |  | E coli |  | Cu |  | Zn |  | Pb |  | Fe |  | Mn |  | Turbidity |  | Cr |  |  |  | TN |  | TP |  | TKN |  | TAN |  | NO3-N |  | NO2,3-N |  | NH4-N |  | NH3-N |  | ON |  | Ortho-P |  | Particulate Bound P |  | Dissolved P |  | TSS |  | COD |  | BOD5 |  | Fecal Coliform |  | E coli |  | Cu |  | Zn |  | Pb |  | Fe |  | Mn |  | Turbidity |  | Cr
Source | Document Type | BMP Type | State | Location | Predominate Drainage Area | BMP Age when monitored | Vegetation | Underlying Soils | Media | BMP Notes | Underdrain | Pretreatment | O&M | TSS | TP | TN | Nitrate (NO3) | TKN | TAN | NH4-N | NH3-N | ON | NO2,3-N | Ortho-P | Particulate P | Dissolved P | TOC | COD | BOD5 | Fecal coliform | E. coli. | Cu | Zn | Pb | Fe | Manganese | Heavy Metals | Turbidity | type of percent reduction | In | Out | In | Out | In | Out | In | Out | In | Out | In | Out | In | Out | In | Out | In | Out | In | Out | In | Out | In | Out | In | Out | In | Out | In | Out | In | Out | In | Out | In | Out | In | Out | In | Out | In | Out | In | Out | In | Out | In | Out | Notes | See also | In | Out | In | Out | In | Out | In | Out | In | Out | In | Out | In | Out | In | Out | In | Out | In | Out | In | Out | In | Out | In | Out | In | Out | In | Out | In | Out | In | Out | In | Out | In | Out | In | Out | In | Out | In | Out | In | Out | In | Out | Notes | See also | In | Out | In | Out | In | Out | In | Out | In | Out | In | Out | In | Out | In | Out | In | Out | In | Out | In | Out | In | Out | In | Out | In | Out | In | Out | In | Out | In | Out | In | Out | In | Out | In | Out | In | Out | In | Out | In | Out | In | Out | Notes | See also | TSS | TP | TN | Nitrate (NO3) | TKN | TAN | NH4-N | NH3-N | ON | NO2,3-N | Ortho-P | Particulate P | Dissolved P | TOC | COD | BOD5 | Fecal coliform | E. coli. | Cu | Zn | Pb | Fe | Manganese | Heavy Metals | Turbidity
Johnson and Hunt. 2019. A retrospective Comparison of water quality treatment in a bioretention cell 16 years following initial analysis. Sustainability 11(1945) | peer reviewed | bioretention | North Carolina | Chapel Hill, University Mall | parking lot | post-construction | perennial grasses, trees, shrubs | HSG D - white store-urban land complex (clay, clay loam, silty clay) | sandy filter media from local quarry | initally oversized | yes - standard | unknown | regular vegetation maintenance/pruning, also implies other maintenance protocols followed |  | 65 | 40 | 13.2 | [21 empty] | mass load | 0.89 | 1.23 | 0.14 | 0.17 | 0.74 | 1.41 | 0.17 | 0.05 | 0.15 | 0.18 | [6 empty] | 0.56 | 0.7 | 0.07 | 0.05 | 0.04 | 0.04 | [26 empty] | pollutant removal function compared between post-construction and 17 years later; median EMCs increased for most pollutants (TN, TP, TKN, NO3-N, ON) but overall mass load decreased for TN/TP | see also Hunt, Jarrett, Smith and Sharkey 2006 and Hunt and Lord 2006
Johnson and Hunt. 2019. A retrospective Comparison of water quality treatment in a bioretention cell 16 years following initial analysis. Sustainability 11(1945) | peer reviewed | bioretention | North Carolina | Chapel Hill, University Mall | parking lot | 17 years | perennial grasses, trees, shrubs | HSG D - white store-urban land complex (clay, clay loam, silty clay) | sandy filter media from local quarry | drainage area increased, no longer oversized | yes - standard | unknown | regular vegetation maintenance/pruning, also implies other maintenance protocols followed |  | 79 | 72 | 86 | [21 empty] | mass load | 1.51 | 1.12 | 0.14 | 0.09 | 1.29 | 0.95 | 0.19 | 0.06 | 0.23 | 0.08 | [6 empty] | 0.95 | 0.84 | 0.02 | 0.03 | 0.11 | 0.04 | [26 empty] | pollutant removal function compared between post-construction and 17 years later; increased reductions attributed plant decay (plant lifecycle) providing environment for nitrogen fixing bacteria and increased vegeation and root density providing denitrification in rhizosphere, increase carbon; top 20 cm of fileter media nearing P saturation, but deeper media presumed to continue to function; Median EMCs decreased for TAN, NO3-N, TN, TP | see also Hunt, Jarrett, Smith and Sharkey 2006 and Hunt and Lord 2006
Brown and Hunt. 2011. Underdrain Configuration to Enhance Bioretention Exfiltration to Reduce Pollutant Loads. Journal of Environmental Engineering 137(11) | peer reviewed | bioretention | North Carolina | Rocky Mount (Piedmont/Upper Coastal Plain) | parking lot and poor condition pervious surfaces | 2-3 years | centipede turf | sandy clay loam | 96% sand, 2.9% silt, 1.1% clay |  | yes- internal water storage - deep IWS (1.03m from bottom and 0.73m from bottom) | unknown | [27 empty] | 1.96 | 0.4 | 0.18 | 0.06 | 1.59 | 0.19 | 0.46 | 0.04 |  |  | 0.38 | 0.21 |  |  |  |  | 1.12 | 0.15 | 0.01 | 0.01 | 0.15 | 0.05 |  |  | 152 | 8 | [22 empty] | mean values, grab samples, combined analysis from deep and shallow underdrain upturn (modification to single bioretention)
Brown and Hunt. 2011. Underdrain Configuration to Enhance Bioretention Exfiltration to Reduce Pollutant Loads. Journal of Environmental Engineering 137(11) | peer reviewed | bioretention | North Carolina | Rocky Mount (Piedmont/Upper Coastal Plain) | parking lot and poor condition pervious surfaces | 2-3 years | centipede turf | sandy clay loam | 96% sand, 2.9% silt, 1.1% clay |  | yes- internal water storage - deep IWS (1.03m from bottom and 0.73m from bottom) | unknown | unknown | 58 | -10 | 58 |  | 58 | 74 |  |  | 50 | 58 | 64 | -35 | [13 empty] | EMC efficiency ratio | [48 empty] | mean values, composite samples, combined analysis from deep and shallow underdrain upturn (modification to single bioretention)
Hunt et al. 2008. Pollutant Removal and Peak Flow Mitigation by a bioretention cell in urban Charlotte, NC. Journal of Environmental Engineering. 134(5) | peer reviewed | bioretention | North Carolina | Charlotte, Hal Marshall Municipal Building | parking lot | 1 year | perennial grasses, trees, shrubs | unknown | loamy sand (5.7% silt and clay) | BMP was rehabilitated immediately before monitoring (replace fill, add weir and forbay, replace mulch and vegetation); then monitored for 2 years | yes - standard | forebay | rehab prior to monitoring | 63 | 31 | 32 |  | 44 |  | 73 |  |  | -5 | [5 empty] | 63 | 69 | 71 | 54 | 77 | 31 | -330 |  |  |  | EMC efficiency ratio | 1.68 | 0.32 | 0.19 | 0.13 | 0.7 | 0.44 |  |  |  |  | 0.41 | 0.43 | 0.34 | 0.1 | [10 empty] | 49.5 | 20 |  |  | 8.54 | 4.18 | 14700 | 4500 | 938 | 273 | 12.8 | 5.9 | 72 | 17 | 3.33 | 0.31 | 1110 | 4710 | [7 empty] | McNett, Hunt and Davis 2011; Hathaway, Hunt and Jadlocki 2009, and Hunt and Lord 2006
Hunt, Jarrett, Smith and Sharkey. 2006. Evaluating Bioretention Hydrology and Nutrient Removal at Three Field Sites in North Carolina. Journal of Irrigation and Drainage Engineering 132(6) | peer reviewed | bioretention | North Carolina | Chapel Hill, University Mall | parking lot | 1 year | trees, shrubs, grasses | Clay, clay loam, silty clay (White Store-urban complex) | sandy media from local quarry | BMP C1 | yes - standard | unknown | unknown |  | 65 | 40 | 13 | 45 |  |  | 86 |  |  | 69 | [14 empty] | mass load | [48 empty] | higher sand levels, less organic matter in media, soils had lower P-index than Greensboro | see also Hunt and Lord 2006 and Johnson and Hunt 2019 | 0.61 | 0.36 | 0.139 | 0.048 | 0.52 | 0.28 |  |  | 0.093 | 0.081 |  |  |  |  | 0.33 | 0.045 |  |  | 0.059 | 0.016
Hunt, Jarrett, Smith and Sharkey. 2006. Evaluating Bioretention Hydrology and Nutrient Removal at Three Field Sites in North Carolina. Journal of Irrigation and Drainage Engineering 132(6) | peer reviewed | bioretention | North Carolina | Greensboro | parking lot | 2 years | perennials, trees | Madison clay loam | locally available organic sandy soil (high P-index) | BMP G2 | yes - standard | unknown | unknown | -170 | -240 | 40 | 75 | -4.9 |  |  | -0.99 |  |  | -9.3 | [7 empty] | 99 | 98 | 81 | -13000 |  |  |  | mass load | 1.27 | 5.23 | 0.1 | 3 | 0.76 | 4.9 |  |  | 0.5 | 0.3 |  |  | 0.22 | 1.54 |  |  |  |  | 0.056 | 2.2 | [28 empty] | High Fe mass increase may be due to leaching from high Fe in situ soils; high TN removal possibly due to pocket saturation zones (anerobic); High TP from leaching of high P index soils plus high TSS release with P attached. Despite increased concentrations, mass reductions were seen due to significantly decrease outflow volumes | see also Hunt and Lord 2006 | 2.53 | 1.51 | 0.13 | 0.44 | 1.22 | 1.28 |  |  | 1.19 | 0.3 |  |  |  |  | 0.59 | 0.6 |  |  | 0.048 | 0.052 |  |  |  |  | 18 | 48 | [8 empty] | 3.7 | 0.02 | 0.46 | 0.009 | 0.016 | 0.003 | 0.13 | 16.8
Hunt, Jarrett, Smith and Sharkey. 2006. Evaluating Bioretention Hydrology and Nutrient Removal at Three Field Sites in North Carolina. Journal of Irrigation and Drainage Engineering 132(6) | peer reviewed | bioretention | North Carolina | Greensboro | parking lot | 2 years | perennials, trees | Madison clay loam | locally available organic sandy soil (low-medium P-index) | BMP G1 | yes- internal water storage | unknown | unknown | [26 empty] | 1.35 | 4.38 | 0.11 | 0.56 | 1 | 4.1 |  |  | 0.34 | 0.28 |  |  | 0.24 | 2.82 |  |  |  |  | 0.05 | 0.52 | [28 empty] | Despite increased concentrations, mass reductions were seen due to significantly decrease outflow volumes | see also Hunt and Lord 2006
Line and Hunt. 2009. Performance of a bioretention area and a level spreader grass filter strip at two highway sites in North Carolina. Journal of Irrigation and Drainage Engineering 135(2) | peer reviewed | bioretention | North Carolina | Catawba County | highway rest area (truck parking lot and surrounding vegetation) | post-construction | grasses, perennials | unknown | sand and soil (low P index) |  | yes - standard | forebay | newly constructed | 76 | 37 | -17 |  | 11 |  | 23 |  |  | -254 |  |  | 57 | [6 empty] | 87 | 66 |  |  |  |  | mass load
Line and Hunt. 2009. Performance of a bioretention area and a level spreader grass filter strip at two highway sites in North Carolina. Journal of Irrigation and Drainage Engineering 135(2) | peer reviewed | bioretention | North Carolina | Catawba County | highway rest area (truck parking lot and surrounding vegetation) | post-construction | grasses, perennials | unknown | sand and soil (low P index) |  | yes - standard | forebay | newly constructed | 79 | 44 | -3 |  | 28 |  | 42 |  |  | -257 |  |  | 62 | [5 empty] | <50 | 82 | 64 |  |  |  |  | concentration |  | 3.36 |  | 0.21 |  | 1.8 | [5 empty] | 1.28 |  | 0.49 | [9 empty] | 0.11 |  | 3 | [9 empty] | <50 |  | 40 |  | <5 | [8 empty] | median outflow concentrations provided, no inflow concentrations
Line and Hunt. 2009. Performance of a bioretention area and a level spreader grass filter strip at two highway sites in North Carolina. Journal of Irrigation and Drainage Engineering 135(2) | peer reviewed | level spreader | North Carolina | Garner | roadway and adjacent vegetation | post-construction | Bermuda grass | Rains fine sand | Rains fine sand with layer of topsoil | original veg was replaced with sod a few months before monitoring | n/a | forebay | newly constructed | 83 | 48 | 62 |  | 66 |  | 75 |  |  | 49 |  |  | 24 | [6 empty] | 82 | 81 |  |  |  |  | mass load
Line and Hunt. 2009. Performance of a bioretention area and a level spreader grass filter strip at two highway sites in North Carolina. Journal of Irrigation and Drainage Engineering 135(2) | peer reviewed | level spreader | North Carolina | Garner | roadway and adjacent vegetation | post-construction | Bermuda grass | Rains fine sand | Rains fine sand with layer of topsoil | original veg was replaced with sod a few months before monitoring | n/a | forebay | newly constructed | 70 | -11 | 14 |  | 17 |  | 36 |  |  | 11 |  |  | -98 | [5 empty] | <50 | 74 | 70 |  |  |  |  | concentration |  | 2.05 |  | 0.19 |  | 1.5 | [5 empty] | 0.44 |  | 0.46 | [9 empty] | 0.1 |  | 7 | [9 empty] | <50 |  | 50 |  | <5 | [8 empty] | median outflow concentrations provided, no inflow concentrations
Luell, Hunt and Winston. 2011. Evaluation of undersized bioretention stormwater control measures for treatment of highway bridge deck runoff. Water Science & Technology. 64(4) | peer reviewed | bioretention | North Carolina | Knightdale | highway bridge deck runoff | post-construction | centipede turf | unknown | 2.9% gravel, 86.8% sand, 7.8% silt, 2.5% clay (3-5% from pine mulch organic matter to enhance microbial activity) | intentionally undersized | yes- internal water storage | forebay | newly constructed | 49.1 | -13.3 | 37.3 |  | 25.9 |  | 54.1 |  |  | 58 | [15 empty] | mass load | [48 empty] | Bioretention was intentionally undersized by 50% to compare function with properly sized biorention; EMCs provided in box plots, mass load reductions from annual total; study concluded that given undersized bioretention at least 50% of the credit for correctly sized, when space is unavailable, may be appropriate | Winston, Luell, and Hunt. 2010. Mitigating the Effects of Bridge Deck Runoff: A Case Study using Bioretention and a Bioswale. World Environmental and Water Resources Congress May 16-20, 2010. | 0.71 | 0.45 | 0.1 | 0.11 | 0.46 | 0.34 |  |  |  |  | 0.3 | 0.12 | 0.08 | 0.04 | [10 empty] | 42.8 | 21.8
Luell, Hunt and Winston. 2011. Evaluation of undersized bioretention stormwater control measures for treatment of highway bridge deck runoff. Water Science & Technology. 64(4) | peer reviewed | bioretention | North Carolina | Knightdale | highway bridge deck runoff | post-construction | centipede turf | unknown | 2.9% gravel, 86.8% sand, 7.8% silt, 2.5% clay (3-5% from pine mulch organic matter to enhance microbial activity) | sizing criteria met | yes- internal water storage | forebay | newly constructed | 56.4 | 4.4 | 44.9 |  | 35 |  | 68 |  |  | 68.4 | [15 empty] | mass load | [48 empty] | Bioretention was desinged to treat first 25 mm of runoff to compare function with intentionally undersized biorention; EMCs provided in box plots, mass load reductions from annual total | Winston, Luell, and Hunt. 2010. Mitigating the Effects of Bridge Deck Runoff: A Case Study using Bioretention and a Bioswale. World Environmental and Water Resources Congress May 16-20, 2010. | 0.69 | 0.38 | 0.1 | 0.09 | 0.44 | 0.29 |  |  |  |  | 0.29 | 0.09 | 0.08 | 0.03 | [10 empty] | 38.3 | 16.7
McNett, Hunt and Davis. 2011. Influent Pollutant Concentrations as Predictors of Effluent Pollutant Concentrations for Mid-Atlantic Bioretention. Jorunal of Environmental Engineering. Vol 137(9) | peer reviewed | bioretention | Maryland | College Park | parking lot and roadway | 2-3 years | trees, shrubs, mulch | unknown | sandy loam |  | yes - standard | unknown | unknown | [26 empty] | 1.55 | 2.5 | 0.1 | 0.35 | [44 empty] | median values; study found that reliance on efficiency ratio/percent removal not recommended. Effluent TP concentration independent of influent concentration - driven by P in media; TN moderately influenced by influent concentration; dirtier influent results in dirtier effluent but high removal efficiencies | Li, H. and A.P Davis. 2009. Water Quality Improvement Through Reductions of Pollutant Loads Using Bioretention. Journal of Envionrmental Engineering. 135(8). And Li, H., Sharkey, L. J., Hunt, W. F., and Davis, A. P. (2009). “Mitigation of impervious surface hydrology using bioretention in North Carolina and Maryland.” J. Hydrol. Eng., 14(4), 407–415.
McNett, Hunt and Davis. 2011. Influent Pollutant Concentrations as Predictors of Effluent Pollutant Concentrations for Mid-Atlantic Bioretention. Jorunal of Environmental Engineering. Vol 137(9) | peer reviewed | bioretention | Maryland | College Park | parking lot and roadway | 2-3 years | trees, shrubs, mulch | unknown | sandy loam |  | yes - standard | unknown | unknown | [26 empty] | 1.88 | 2.81 | 0.2 | 0.31 | [44 empty] | mean; study found that reliance on efficiency ratio/percent removal not recommended. Effluent TP concentration independent of influent concentration - driven by P in media; TN moderately influenced by influent concentration; dirtier influent results in dirtier effluent but high removal efficiencies | Li, H. and A.P Davis. 2009. Water Quality Improvement Through Reductions of Pollutant Loads Using Bioretention. Journal of Envionrmental Engineering. 135(8). And Li, H., Sharkey, L. J., Hunt, W. F., and Davis, A. P. (2009). “Mitigation of impervious surface hydrology using bioretention in North Carolina and Maryland.” J. Hydrol. Eng., 14(4), 407–415.
McNett, Hunt and Davis. 2011. Influent Pollutant Concentrations as Predictors of Effluent Pollutant Concentrations for Mid-Atlantic Bioretention. Jorunal of Environmental Engineering. Vol 137(9) | peer reviewed | bioretention | North Carolina | Graham | 1/3 parking lot, 2/3 lawn | 1-2 years | Bermuda grass | loamy clay | expanded slate (low P index) | North BMP | yes- internal water storage | unknown | unknown | [26 empty] | 1.33 | 0.7 | 0.08 | 0.05 | [44 empty] | median values; study found that reliance on efficiency ratio/percent removal not recommended. Effluent TP concentration independent of influent concentration - driven by P in media; TN moderately influenced by influent concentration; dirtier influent results in dirtier effluent but high removal efficiencies | Passeport et al. 2009. Field Study of the Ability of Two Grassed Bioretention Cells to Reduce Stormwater Runoff Pollution. Journal of Irrigation and Drainage Engineering. 135(4)
McNett, Hunt and Davis. 2011. Influent Pollutant Concentrations as Predictors of Effluent Pollutant Concentrations for Mid-Atlantic Bioretention. Jorunal of Environmental Engineering. Vol 137(9) | peer reviewed | bioretention | North Carolina | Graham | 1/3 parking lot, 2/3 lawn | 1-2 years | Bermuda grass | loamy clay | expanded slate (low P index) | North BMP | yes- internal water storage | unknown | unknown | [26 empty] | 1.77 | 0.73 | 0.15 | 0.05 | [44 empty] | mean; study found that reliance on efficiency ratio/percent removal not recommended. Effluent TP concentration independent of influent concentration - driven by P in media; TN moderately influenced by influent concentration; dirtier influent results in dirtier effluent but high removal efficiencies | Passeport et al. 2009. Field Study of the Ability of Two Grassed Bioretention Cells to Reduce Stormwater Runoff Pollution. Journal of Irrigation and Drainage Engineering. 135(4)
McNett, Hunt and Davis. 2011. Influent Pollutant Concentrations as Predictors of Effluent Pollutant Concentrations for Mid-Atlantic Bioretention. Jorunal of Environmental Engineering. Vol 137(9) | peer reviewed | bioretention | North Carolina | Graham | 1/3 parking lot, 2/3 lawn | 1-2 years | Bermuda grass | sandy loam | expanded slate (low P index) | South BMP | yes- internal water storage | unknown | unknown | [26 empty] | 1.17 | 0.79 | 0.08 | 0.06 | [44 empty] | median values; study found that reliance on efficiency ratio/percent removal not recommended. Effluent TP concentration independent of influent concentration - driven by P in media; TN moderately influenced by influent concentration; dirtier influent results in dirtier effluent but high removal efficiencies | Passeport et al. 2009. Field Study of the Ability of Two Grassed Bioretention Cells to Reduce Stormwater Runoff Pollution. Journal of Irrigation and Drainage Engineering. 135(4)
McNett, Hunt and Davis. 2011. Influent Pollutant Concentrations as Predictors of Effluent Pollutant Concentrations for Mid-Atlantic Bioretention. Jorunal of Environmental Engineering. Vol 137(9) | peer reviewed | bioretention | North Carolina | Graham | 1/3 parking lot, 2/3 lawn | 1-2 years | Bermuda grass | sandy loam | expanded slate (low P index) | South BMP | yes- internal water storage | unknown | unknown | [26 empty] | 1.54 | 1.54 | 0.14 | 0.06 | [44 empty] | mean; study found that reliance on efficiency ratio/percent removal not recommended. Effluent TP concentration independent of influent concentration - driven by P in media; TN moderately influenced by influent concentration; dirtier influent results in dirtier effluent but high removal efficiencies | Passeport et al. 2009. Field Study of the Ability of Two Grassed Bioretention Cells to Reduce Stormwater Runoff Pollution. Journal of Irrigation and Drainage Engineering. 135(4)
McNett, Hunt and Davis. 2011. Influent Pollutant Concentrations as Predictors of Effluent Pollutant Concentrations for Mid-Atlantic Bioretention. Jorunal of Environmental Engineering. Vol 137(9) | peer reviewed | bioretention | North Carolina | Charlotte, Hal Marshall Municipal Building | parking lot | 1-3 years | trees, shrubs, mulch | unknown | loamy sand (low P-index) |  | yes - standard | forebay | unknown | [26 empty] | 1.46 | 1.06 | 0.13 | 0.09 | [44 empty] | median values; study found that reliance on efficiency ratio/percent removal not recommended. Effluent TP concentration independent of influent concentration - driven by P in media; TN moderately influenced by influent concentration; dirtier influent results in dirtier effluent but high removal efficiencies | Hunt et al. 2008; Hathaway, Hunt and Jadlocki 2009; Hunt and Lord 2006
McNett, Hunt and Davis. 2011. Influent Pollutant Concentrations as Predictors of Effluent Pollutant Concentrations for Mid-Atlantic Bioretention. Jorunal of Environmental Engineering. Vol 137(9) | peer reviewed | bioretention | North Carolina | Charlotte, Hal Marshall Municipal Building | parking lot | 1-3 years | trees, shrubs, mulch | unknown | loamy sand (low P-index) |  | yes - standard | forebay | unknown | [26 empty] | 1.86 | 1.14 | 0.2 | 0.13 | [44 empty] | mean; study found that reliance on efficiency ratio/percent removal not recommended. Effluent TP concentration independent of influent concentration - driven by P in media; TN moderately influenced by influent concentration; dirtier influent results in dirtier effluent but high removal efficiencies | Hunt et al. 2008; Hathaway, Hunt and Jadlocki 2009; Hunt and Lord 2006
McNett, Hunt and Davis. 2011. Influent Pollutant Concentrations as Predictors of Effluent Pollutant Concentrations for Mid-Atlantic Bioretention. Jorunal of Environmental Engineering. Vol 137(9) | peer reviewed | bioretention | North Carolina | Louisburg | parking lot | post-construction | trees, shrubs, mulch | clay | sandy loam (low P-index) | BMP L1 | yes - standard | unknown | newly constructed | [26 empty] | 2.11 | 1.55 | 0.33 | 0.18 | [44 empty] | median values; study found that reliance on efficiency ratio/percent removal not recommended. Effluent TP concentration independent of influent concentration - driven by P in media; TN moderately influenced by influent concentration; dirtier influent results in dirtier effluent but high removal efficiencies | Li, H., Sharkey, L. J., Hunt, W. F., and Davis, A. P. (2009). “Mitigation of impervious surface hydrology using bioretention in North Carolina and Maryland.” J. Hydrol. Eng., 14(4), 407–415.; Hunt and Lord 2006
McNett, Hunt and Davis. 2011. Influent Pollutant Concentrations as Predictors of Effluent Pollutant Concentrations for Mid-Atlantic Bioretention. Jorunal of Environmental Engineering. Vol 137(9) | peer reviewed | bioretention | North Carolina | Louisburg | parking lot | post-construction | trees, shrubs, mulch | clay | sandy loam (low P-index) | BMP L1 | yes - standard | unknown | newly constructed | [26 empty] | 1.96 | 1.38 | 0.33 | 0.23 | [44 empty] | mean; study found that reliance on efficiency ratio/percent removal not recommended. Effluent TP concentration independent of influent concentration - driven by P in media; TN moderately influenced by influent concentration; dirtier influent results in dirtier effluent but high removal efficiencies | Li, H., Sharkey, L. J., Hunt, W. F., and Davis, A. P. (2009). “Mitigation of impervious surface hydrology using bioretention in North Carolina and Maryland.” J. Hydrol. Eng., 14(4), 407–415.; Hunt and Lord 2006
McNett, Hunt and Davis. 2011. Influent Pollutant Concentrations as Predictors of Effluent Pollutant Concentrations for Mid-Atlantic Bioretention. Jorunal of Environmental Engineering. Vol 137(9) | peer reviewed | bioretention | North Carolina | Louisburg | parking lot, ballfield | post-construction | trees, shrubs, mulch | clay | sandy loam (low P-index) | BMP L2 | yes - standard | unknown | newly constructed | [26 empty] | 1.75 | 1.15 | 0.15 | 0.12 | [44 empty] | median values; study found that reliance on efficiency ratio/percent removal not recommended. Effluent TP concentration independent of influent concentration - driven by P in media; TN moderately influenced by influent concentration; dirtier influent results in dirtier effluent but high removal efficiencies | Li, H., Sharkey, L. J., Hunt, W. F., and Davis, A. P. (2009). “Mitigation of impervious surface hydrology using bioretention in North Carolina and Maryland.” J. Hydrol. Eng., 14(4), 407–415.; Hunt and Lord 2006
McNett, Hunt and Davis. 2011. Influent Pollutant Concentrations as Predictors of Effluent Pollutant Concentrations for Mid-Atlantic Bioretention. Jorunal of Environmental Engineering. Vol 137(9) | peer reviewed | bioretention | North Carolina | Louisburg | parking lot, ballfield | post-construction | trees, shrubs, mulch | clay | sandy loam (low P-index) | BMP L2 | yes - standard | unknown | newly constructed | [26 empty] | 2.19 | 1.2 | 0.15 | 0.25 | [44 empty] | mean; study found that reliance on efficiency ratio/percent removal not recommended. Effluent TP concentration independent of influent concentration - driven by P in media; TN moderately influenced by influent concentration; dirtier influent results in dirtier effluent but high removal efficiencies | Li, H., Sharkey, L. J., Hunt, W. F., and Davis, A. P. (2009). “Mitigation of impervious surface hydrology using bioretention in North Carolina and Maryland.” J. Hydrol. Eng., 14(4), 407–415.; Hunt and Lord 2006
McNett, Hunt and Davis. 2011. Influent Pollutant Concentrations as Predictors of Effluent Pollutant Concentrations for Mid-Atlantic Bioretention. Jorunal of Environmental Engineering. Vol 137(9) | peer reviewed | bioretention | North Carolina | Rocky Mount | parking lot | 2-4 years | centipede turf | unknown | sand |  | no, but includes IWS | unknown | unknown | [26 empty] | 0.73 | 0.37 | 0.05 | 0.08 | [44 empty] | median values; study found that reliance on efficiency ratio/percent removal not recommended. Effluent TP concentration independent of influent concentration - driven by P in media; TN moderately influenced by influent concentration; dirtier influent results in dirtier effluent but high removal efficiencies | Brown and Hunt. 2011. Underdrain Configuration to Enhance Bioretention Exfiltration to Reduce Pollutant Loads. Journal of Environmental Engineering 137(11)
McNett, Hunt and Davis. 2011. Influent Pollutant Concentrations as Predictors of Effluent Pollutant Concentrations for Mid-Atlantic Bioretention. Jorunal of Environmental Engineering. Vol 137(9) | peer reviewed | bioretention | North Carolina | Rocky Mount | parking lot | 2-4 years | centipede turf | unknown | sand |  | no, but includes IWS | unknown | unknown | [26 empty] | 0.79 | 0.37 | 0.05 | 0.08 | [44 empty] | mean; study found that reliance on efficiency ratio/percent removal not recommended. Effluent TP concentration independent of influent concentration - driven by P in media; TN moderately influenced by influent concentration; dirtier influent results in dirtier effluent but high removal efficiencies | Brown and Hunt. 2011. Underdrain Configuration to Enhance Bioretention Exfiltration to Reduce Pollutant Loads. Journal of Environmental Engineering 137(11)
McNett, Hunt and Davis. 2011. Influent Pollutant Concentrations as Predictors of Effluent Pollutant Concentrations for Mid-Atlantic Bioretention. Jorunal of Environmental Engineering. Vol 137(9) | peer reviewed | bioretention | Maryland | Silver Spring | parking lot, driveway | post-construction | trees, shrubs, mulch | unknown | sandy clay loam |  | yes - standard | unknown | newly constructed | [26 empty] | 1 | 0.6 | 0.05 | 0.05 | [44 empty] | median values; study found that reliance on efficiency ratio/percent removal not recommended. Effluent TP concentration independent of influent concentration - driven by P in media; TN moderately influenced by influent concentration; dirtier influent results in dirtier effluent but high removal efficiencies | Li, H. and A.P Davis. 2009. Water Quality Improvement Through Reductions of Pollutant Loads Using Bioretention. Journal of Envionrmental Engineering. 135(8). And Li, H., Sharkey, L. J., Hunt, W. F., and Davis, A. P. (2009). “Mitigation of impervious surface hydrology using bioretention in North Carolina and Maryland.” J. Hydrol. Eng., 14(4), 407–415.
McNett, Hunt and Davis. 2011. Influent Pollutant Concentrations as Predictors of Effluent Pollutant Concentrations for Mid-Atlantic Bioretention. Jorunal of Environmental Engineering. Vol 137(9) | peer reviewed | bioretention | Maryland | Silver Spring | parking lot, driveway | post-construction | trees, shrubs, mulch | unknown | sandy clay loam |  | yes - standard | unknown | newly constructed | [26 empty] | 0.83 | 0.66 | 0.08 | 0.17 | [44 empty] | mean; study found that reliance on efficiency ratio/percent removal not recommended. Effluent TP concentration independent of influent concentration - driven by P in media; TN moderately influenced by influent concentration; dirtier influent results in dirtier effluent but high removal efficiencies | Li, H. and A.P Davis. 2009. Water Quality Improvement Through Reductions of Pollutant Loads Using Bioretention. Journal of Envionrmental Engineering. 135(8). And Li, H., Sharkey, L. J., Hunt, W. F., and Davis, A. P. (2009). “Mitigation of impervious surface hydrology using bioretention in North Carolina and Maryland.” J. Hydrol. Eng., 14(4), 407–415.
Passeport et al. 2009. Field Study of the Ability of Two Grassed Bioretention Cells to Reduce Stormwater Runoff Pollution. Journal of Irrigation and Drainage Engineering. 135(4) | peer reviewed | bioretention | North Carolina | Graham | 40% parking lot, 60% lawn | 1-2 years | Bermuda grass | loamy clay | 80% expanded slate, 15% sand, 5% top soil (low P-index) | North BMP, 2 ft media | yes - internal water storage | forebay |  |  | 63 | 54 |  | 49 |  |  | 70 |  | 33 | 78 | [5 empty] | 95 | [8 empty] | EMC | 1.662 | 0.759 | 0.137 | 0.051 | 1.106 | 0.567 |  |  |  |  | 0.419 | 0.281 |  |  | 0.342 | 0.103 |  |  | 0.057 | 0.013 | [29 empty] | Smith, R.A., Hunt, W.F., 2007. Pollutant Removal in Bioretention Cells with Grass Cover. World Environmental and Water Resource Congress 2007
Passeport et al. 2009. Field Study of the Ability of Two Grassed Bioretention Cells to Reduce Stormwater Runoff Pollution. Journal of Irrigation and Drainage Engineering. 135(4) | peer reviewed | bioretention | North Carolina | Graham | 40% parking lot, 60% lawn | 1-2 years | Bermuda grass | sandy loam | 80% expanded slate, 15% sand, 5% top soil (low P-index) | South BMP, 3 ft media | yes - internal water storage | forebay |  |  | 58 | 54 |  | 59 |  |  | 84 |  | 8 | 74 | [5 empty] | 85 | [8 empty] | EMC | 1.662 | 0.757 | 0.137 | 0.058 | 1.106 | 0.452 |  |  |  |  | 0.419 | 0.384 |  |  | 0.342 | 0.055 |  |  | 0.057 | 0.015 | [29 empty] | Smith, R.A., Hunt, W.F., 2007. Pollutant Removal in Bioretention Cells with Grass Cover. World Environmental and Water Resource Congress 2007
Passeport et al. 2009. Field Study of the Ability of Two Grassed Bioretention Cells to Reduce Stormwater Runoff Pollution. Journal of Irrigation and Drainage Engineering. 135(4) | peer reviewed | bioretention | North Carolina | Graham | 40% parking lot, 60% lawn | 1-2 years | Bermuda grass | loamy clay | 80% expanded slate, 15% sand, 5% top soil (low P-index) | North BMP, 2 ft media | yes - internal water storage | forebay |  |  | 53 | 56 |  | 48 |  |  | 78 |  | 43 | 52 | [14 empty] | Mass load | [48 empty] | Loads are unit area loads are also available in paper | Smith, R.A., Hunt, W.F., 2007. Pollutant Removal in Bioretention Cells with Grass Cover. World Environmental and Water Resource Congress 2007 | [50 empty] | 11.077 mg/m2 | 4.831 mg/m2 | 0.850 mg/m2 | 0.399 mg/m2 | 6.917 mg/m2 | 3.564 mg/m2 |  |  |  |  | 3.150 mg/m2 | 1.781 mg/m2 |  |  | 1.967 mg/m2 | 0.439 mg/m2 |  |  | 0.259 mg/m2 | 0.124 mg/m2
Passeport et al. 2009. Field Study of the Ability of Two Grassed Bioretention Cells to Reduce Stormwater Runoff Pollution. Journal of Irrigation and Drainage Engineering. 135(4) | peer reviewed | bioretention | North Carolina | Graham | 40% parking lot, 60% lawn | 1-2 years | Bermuda grass | sandy loam | 80% expanded slate, 15% sand, 5% top soil (low P-index) | South BMP, 3 ft media | yes - internal water storage | forebay |  |  | 68 | 47 |  | 68 |  |  | 88 |  | 1 | 77 | [14 empty] | Mass load | [48 empty] | Loads are unit area loads are also available in paper | Smith, R.A., Hunt, W.F., 2007. Pollutant Removal in Bioretention Cells with Grass Cover. World Environmental and Water Resource Congress 2007 | [50 empty] | 11.077 mg/m2 | 5.887 mg/m2 | 0.850 mg/m2 | 0.273 mg/m2 | 6.917 mg/m2 | 2.208 mg/m2 |  |  |  |  | 3.150 mg/m2 | 3.108 mg/m2 |  |  | 1.967 mg/m2 | 0.241 mg/m2 |  |  | 0.259 mg/m2 | 0.061 mg/m2
Smith, R.A., Hunt, W.F., 2007. Pollutant Removal in Bioretention Cells with Grass Cover. World Environmental and Water Resource Congress 2007 | conference proceedings | bioretention | North Carolina | Graham | 40% parking lot, 60% lawn | 1-2 years | Bermuda grass | loamy clay | expanded slate | North BMP, 2 ft media | yes - internal water storage | forebay |  | 62.9 (FSS) 61.9 (VSS) | 7.9 | 60.9 | 43.1 | 65.4 |  | 79.4 |  |  |  | -127 | [7 empty] | 9.1 | 37.1 | [5 empty] | EMC | 2.2 | 0.86 | 0.35 | 0.32 | 1.76 | 0.61 |  |  | 0.44 | 0.25 |  |  | 0.43 | 0.09 |  |  |  |  | 0.07 | 0.16 |  |  |  |  | 15.6 | 9.6 | [8 empty] | 0.009 | 0.008 | 0.015 | 0.009 | [11 empty] | Passeport et al. 2009. Field Study of the Ability of Two Grassed Bioretention Cells to Reduce Stormwater Runoff Pollution. Journal of Irrigation and Drainage Engineering. 135(4)
Smith, R.A., Hunt, W.F., 2007. Pollutant Removal in Bioretention Cells with Grass Cover. World Environmental and Water Resource Congress 2007 | conference proceedings | bioretention | North Carolina | Graham | 40% parking lot, 60% lawn | 1-2 years | Bermuda grass | sandy loam | expanded slate | South BMP, 3 ft media | yes - internal water storage | forebay | [27 empty] | 2.2 | 0.79 | 0.35 | 0.34 | 1.76 | 0.5 |  |  | 0.44 | 0.29 |  |  | 0.43 | 0.04 |  |  |  |  | 0.07 | 0.11 |  |  |  |  | 15.6 | 13.5 | [8 empty] | 0.009 | 0.01 | 0.015 | 0.03 | [10 empty] | percent reductions not available because outflows were not always present | Passeport et al. 2009. Field Study of the Ability of Two Grassed Bioretention Cells to Reduce Stormwater Runoff Pollution. Journal of Irrigation and Drainage Engineering. 135(4)
Line et al. 2012. Effectiveness of LID for Commercial Development in North Carolina. Journal of Environmental Engineering. 138(6) | peer reviewed | wet detention/ retention | North Carolina | Raleigh | roof, parking lot, including gas station, vegetated | unknown | grass | unknown | n/a | BMP was functioning as extended detention, due to apparent infiltration | no apparent drawdown structure | rock dam |  | 65 | 45 | 57 |  | 53 |  |  | 77 |  | 70 | [15 empty] | Export rates (kg/ha), arithmetic means; results compare between wet detention (effluent) and another "no treatment" site (effluent) located nearby |  |  | 0.06 | 0.09 | 0.74 | 0.87 |  |  |  |  | 0.22 | 0.13 |  |  | 0.23 | 0.13 | [8 empty] | 34.4 | 31.1 | [22 empty] | MEAN effluent concentrations; influent is from No Treatment site runoff, located off-site | [51 empty] | 6.87 kg/ha/yr | 3.18 kg/ha/yr | 0.42 kg/ha/yr | 0.28 kg/ha/yr | 5.46 kg/ha/yr | 2.69 kg/ha/yr |  |  |  |  | 1.41 kg/ha/yr | 0.49 kg/ha/yr |  |  | 1.54 kg/ha/yr | 0.41 kg/ha/yr |  |  | 0.05 kg/ha/yr | n/a |  |  |  |  | 244 kg/ha/yr | 98 kg/ha/yr
Line et al. 2012. Effectiveness of LID for Commercial Development in North Carolina. Journal of Environmental Engineering. 138(6) | peer reviewed | wet detention/ retention | North Carolina | Raleigh | roof, parking lot, including gas station, vegetated | unknown | grass | unknown | n/a | BMP was functioning as extended detention, due to apparent infiltration | no apparent drawdown structure | rock dam |  | 19 | 30 | 9 |  | 3 |  |  | 47 |  | 33 | [15 empty] | Export rates (kg/ha), LSMeans, results compare between wet detention (effluent) and another "no treatment" site (effluent) located nearby |  |  | 0.05 | 0.08 | 0.6 | 0.73 |  |  |  |  | 0.17 | 0.13 |  |  | 0.18 | 0.1 | [8 empty] | 21 | 23 | [22 empty] | MEDIAN effluent concentrations; influent is from No Treatment site runoff, located off-site
Line et al. 2012. Effectiveness of LID for Commercial Development in North Carolina. Journal of Environmental Engineering. 138(6) | peer reviewed | LID | North Carolina | Nashville (edge of Upper Coastal Plain) | roof, parking lot, undeveloped grass lots | unknown | The 7 bioretention cells were planted with red maple, sweet bay, Virginia sweetspire, liriope, verbena, and blackeyed Susan | unknown | Bioretention (88% sand, 10% clay and fines, 2% certified compost) | suite of practices, including 8 bioretention, pervious concrete, 2 constructed wetlands; site MAY be in coastal plain, right on border with Piedmont; bioretention were undersized and the wetlands were improperly constructed, leading to less treatment | unknown | unknown | bioretention and wetlands were poorly designed/constructed, apparent clogging of bioretention suggests lack of maintenance | 97 | 54 | 42 |  | 74 |  |  | 87 |  | -68 | [15 empty] | Export rates (kg/ha), arithmetic means |  |  | 0.08 | 0.06 | 0.77 | 0.69 |  |  |  |  | 0.2 | 0.56 |  |  | 0.27 | 0.06 | [8 empty] | 33.2 | 18.4 | [22 empty] | MEAN effluent concentrations, influent is based on LID-park site which is a subset of the drainage area | Brown and Hunt. 2011. Impacts of Media Depth of Effluent Water Quality and Hydrologic Performance of Undersized Bioretention Cells. Journal of Irrigation and Drainage Engineering 137(3); Brown, R.A. and W. F. Hunt. 2010. Impact of Maintenance and (Im)properly Sizing Bioretention on Hydrologic and Water Quality Performance. Low Impact Development International Conference, April 11-14 2010 | [50 empty] | 7.89 kg/ha/yr | 4.29 kg/ha/yr | 0.61 kg/ha/yr | 0.24 kg/ha/yr | 6.07 kg/ha/yr | 1.51 kg/ha/yr |  |  |  |  | 1.82 kg/ha/yr | 2.72 kg/ha/yr |  |  | 2.07 kg/ha/yr | 0.23 kg/ha/yr |  |  | 0.12 kg/ha/yr | 0.05 kg/ha/yr |  |  |  |  | 313 kg/ha/yr | 8 kg/ha/yr
Line et al. 2012. Effectiveness of LID for Commercial Development in North Carolina. Journal of Environmental Engineering. 138(6) | peer reviewed | LID | North Carolina | Nashville (edge of Upper Coastal Plain) | roof, parking lot, undeveloped grass lots | unknown | The 7 bioretention cells were planted with red maple, sweet bay, Virginia sweetspire, liriope, verbena, and blackeyed Susan | unknown | Bioretention (88% sand, 10% clay and fines, 2% certified compost) | suite of practices, including 8 bioretention, pervious concrete, 2 constructed wetlands; site MAY be in coastal plain, right on border with Piedmont; bioretention were undersized and the wetlands were improperly constructed, leading to less treatment | unknown | unknown | bioretention and wetlands were poorly designed/constructed, apparent clogging of bioretention suggests lack of maintenance | 99 | 29 | 16 |  | 68 |  |  | 80 |  | -176 | [15 empty] | Export rates (kg/ha), LSMeans |  |  | 0.05 | 0.06 | 0.52 | 0.67 |  |  |  |  | 0.2 | 0.51 |  |  | 0.15 | 0.03 | [8 empty] | 27 | 17 | [22 empty] | MEDIAN effluent concentrations; influent is based on LID-park site which is a subset of the drainage area | Brown and Hunt. 2011. Impacts of Media Depth of Effluent Water Quality and Hydrologic Performance of Undersized Bioretention Cells. Journal of Irrigation and Drainage Engineering 137(3); Brown, R.A. and W. F. Hunt. 2010. Impact of Maintenance and (Im)properly Sizing Bioretention on Hydrologic and Water Quality Performance. Low Impact Development International Conference, April 11-14 2010
ADS. 2016. Technical Note: Testing of Storm Water Quality Units | manufacture's documentation | ADS Storm Water Quality Unit (oil and grit separator) | lab | Alden Laboratories, Holden, MA | n/a | new | n/a | n/a | n/a | 60-in diameter, tested to evaluate for Maine DEP protocol for TSS | n/a | n/a | n/a | 88.3 | [73 empty] | results at 1.5 cfs
ADS. 2016. Technical Note: Testing of Storm Water Quality Units | manufacture's documentation | ADS Storm Water Quality Unit (oil and grit separator) | Tennessee | Nashville metro area | n/a | new | n/a | n/a | n/a | 48" unit, #140 sieve, Occupational Heath 4300 Sidco Drive | n/a | n/a | n/a | 98 | [24 empty] | mass | [48 empty] | samples collected from 8 sites around Nashville, following Technology Acceptanc Reciprocity Partnership (TARP) Protocol for Stormwater BMP demonstrations | ADS. 2019. Water Quality Units | [24 empty] | 8.28 g | 0.14 g
ADS. 2016. Technical Note: Testing of Storm Water Quality Units | manufacture's documentation | ADS Storm Water Quality Unit (oil and grit separator) | Tennessee | Nashville metro area | n/a | new | n/a | n/a | n/a | 60" unit, #140 sieve, Jim and Nick's BBQ, 7004 Charlotte Pike | n/a | n/a | n/a | 98 | [73 empty] | samples collected from 8 sites around Nashville, following Technology Acceptanc Reciprocity Partnership (TARP) Protocol for Stormwater BMP demonstrations | ADS. 2019. Water Quality Units | [24 empty] | 2.99 g | 0.05 g
ADS. 2016. Technical Note: Testing of Storm Water Quality Units | manufacture's documentation | ADS Storm Water Quality Unit (oil and grit separator) | Tennessee | Nashville metro area | n/a | new | n/a | n/a | n/a | 36" unit, #140 sieve, Autowash, 7006 Charlotte Pike | n/a | n/a | n/a | 80 | [73 empty] | samples collected from 8 sites around Nashville, following Technology Acceptanc Reciprocity Partnership (TARP) Protocol for Stormwater BMP demonstrations | ADS. 2019. Water Quality Units | [24 empty] | 1.5 g | 0.3 g
ADS. 2016. Technical Note: Testing of Storm Water Quality Units | manufacture's documentation | ADS Storm Water Quality Unit (oil and grit separator) | Tennessee | Nashville metro area | n/a | new | n/a | n/a | n/a | 48" unit, #140 sieve, Shurgard Storage 2360 Gallatin Rd | n/a | n/a | n/a | 95 | [73 empty] | samples collected from 8 sites around Nashville, following Technology Acceptanc Reciprocity Partnership (TARP) Protocol for Stormwater BMP demonstrations | ADS. 2019. Water Quality Units | [24 empty] | 4.59 g | 0.21 g
ADS. 2016. Technical Note: Testing of Storm Water Quality Units | manufacture's documentation | ADS Storm Water Quality Unit (oil and grit separator) | Tennessee | Nashville metro area | n/a | new | n/a | n/a | n/a | 48" unit, #140 sieve, Southern Unit, Walgreens, Hwy 100 at Old Harding Pike | n/a | n/a | n/a | 93 | [73 empty] | samples collected from 8 sites around Nashville, following Technology Acceptanc Reciprocity Partnership (TARP) Protocol for Stormwater BMP demonstrations | ADS. 2019. Water Quality Units | [24 empty] | 1.81 g | 0.13 g
ADS. 2016. Technical Note: Testing of Storm Water Quality Units | manufacture's documentation | ADS Storm Water Quality Unit (oil and grit separator) | Tennessee | Nashville metro area | n/a | new | n/a | n/a | n/a | 48" unit, #140 sieve, Taco Bell 2904 Gallatin Rd | n/a | n/a | n/a | 93 | [73 empty] | samples collected from 8 sites around Nashville, following Technology Acceptanc Reciprocity Partnership (TARP) Protocol for Stormwater BMP demonstrations | ADS. 2019. Water Quality Units | [24 empty] | 1.21 g | 0.08 g
ADS. 2016. Technical Note: Testing of Storm Water Quality Units | manufacture's documentation | ADS Storm Water Quality Unit (oil and grit separator) | Tennessee | Nashville metro area | n/a | new | n/a | n/a | n/a | 42" unit, #140 sieve, High Tech Institute, 560 Royal Parkway | n/a | n/a | n/a | 91 | [73 empty] | samples collected from 8 sites around Nashville, following Technology Acceptanc Reciprocity Partnership (TARP) Protocol for Stormwater BMP demonstrations | ADS. 2019. Water Quality Units | [24 empty] | 0.88 g | 0.08 g
ADS. 2016. Technical Note: Testing of Storm Water Quality Units | manufacture's documentation | ADS Storm Water Quality Unit (oil and grit separator) | Tennessee | Nashville metro area | n/a | new | n/a | n/a | n/a | 48" unit, #140 sieve, DMW Expedite, 1850 Elm Hill Pike | n/a | n/a | n/a | 83 | [73 empty] | samples collected from 8 sites around Nashville, following Technology Acceptanc Reciprocity Partnership (TARP) Protocol for Stormwater BMP demonstrations | ADS. 2019. Water Quality Units | [24 empty] | 1.22 g | 0.21 g
ADS. 2016. Technical Note: Testing of Storm Water Quality Units | manufacture's documentation | ADS Storm Water Quality Unit (hydrodynamic separator) | Tennessee | Nashville metro area | n/a | new | n/a | n/a | n/a | 48" unit, #200 sieve, Occupational Heath 4300 Sidco Drive | n/a | n/a | n/a | 98 | [73 empty] | samples collected from 8 sites around Nashville, following Technology Acceptanc Reciprocity Partnership (TARP) Protocol for Stormwater BMP demonstrations | ADS. 2019. Water Quality Units | [24 empty] | 8.29 g | 0.15 g
ADS. 2016. Technical Note: Testing of Storm Water Quality Units | manufacture's documentation | ADS Storm Water Quality Unit (hydrodynamic separator) | Tennessee | Nashville metro area | n/a | new | n/a | n/a | n/a | 60" unit, #200 sieve, Jim and Nick's BBQ, 7004 Charlotte Pike | n/a | n/a | n/a | 98 | [73 empty] | samples collected from 8 sites around Nashville, following Technology Acceptanc Reciprocity Partnership (TARP) Protocol for Stormwater BMP demonstrations | ADS. 2019. Water Quality Units | [24 empty] | 3.29 g | 0.07 g
ADS. 2016. Technical Note: Testing of Storm Water Quality Units | manufacture's documentation | ADS Storm Water Quality Unit (hydrodynamic separator) | Tennessee | Nashville metro area | n/a | new | n/a | n/a | n/a | 36" unit, #200 sieve, Autowash, 7006 Charlotte Pike | n/a | n/a | n/a | 82 | [73 empty] | samples collected from 8 sites around Nashville, following Technology Acceptanc Reciprocity Partnership (TARP) Protocol for Stormwater BMP demonstrations | ADS. 2019. Water Quality Units | [24 empty] | 1.7 g | 0.31 g
ADS. 2016. Technical Note: Testing of Storm Water Quality Units | manufacture's documentation | ADS Storm Water Quality Unit (hydrodynamic separator) | Tennessee | Nashville metro area | n/a | new | n/a | n/a | n/a | 48" unit, #200 sieve, Shurgard Storage 2360 Gallatin Rd | n/a | n/a | n/a | 95 | [73 empty] | samples collected from 8 sites around Nashville, following Technology Acceptanc Reciprocity Partnership (TARP) Protocol for Stormwater BMP demonstrations | ADS. 2019. Water Quality Units | [24 empty] | 4.6 g | 0.21 g
ADS. 2016. Technical Note: Testing of Storm Water Quality Units | manufacture's documentation | ADS Storm Water Quality Unit (hydrodynamic separator) | Tennessee | Nashville metro area | n/a | new | n/a | n/a | n/a | 48" unit, #200 sieve, Southern Unit, Walgreens, Hwy 100 at Old Harding Pike | n/a | n/a | n/a | 93 | [73 empty] | samples collected from 8 sites around Nashville, following Technology Acceptanc Reciprocity Partnership (TARP) Protocol for Stormwater BMP demonstrations | ADS. 2019. Water Quality Units | [24 empty] | 1.99 g | 0.15 g
ADS. 2016. Technical Note: Testing of Storm Water Quality Units | manufacture's documentation | ADS Storm Water Quality Unit (hydrodynamic separator) | Tennessee | Nashville metro area | n/a | new | n/a | n/a | n/a | 48" unit, #200 sieve, Taco Bell 2904 Gallatin Rd | n/a | n/a | n/a | 92 | [73 empty] | samples collected from 8 sites around Nashville, following Technology Acceptanc Reciprocity Partnership (TARP) Protocol for Stormwater BMP demonstrations | ADS. 2019. Water Quality Units | [24 empty] | 1.2 g | 0.1 g
ADS. 2016. Technical Note: Testing of Storm Water Quality Units | manufacture's documentation | ADS Storm Water Quality Unit (hydrodynamic separator) | Tennessee | Nashville metro area | n/a | new | n/a | n/a | n/a | 42" unit, #200 sieve, High Tech Institute, 560 Royal Parkway | n/a | n/a | n/a | 89 | [73 empty] | samples collected from 8 sites around Nashville, following Technology Acceptanc Reciprocity Partnership (TARP) Protocol for Stormwater BMP demonstrations | ADS. 2019. Water Quality Units | [24 empty] | 0.94 g | 0.1 g
ADS. 2016. Technical Note: Testing of Storm Water Quality Units | manufacture's documentation | ADS Storm Water Quality Unit (hydrodynamic separator) | Tennessee | Nashville metro area | n/a | new | n/a | n/a | n/a | 48" unit, #200 sieve, DMW Expedite, 1850 Elm Hill Pike | n/a | n/a | n/a | 79 | [73 empty] | samples collected from 8 sites around Nashville, following Technology Acceptanc Reciprocity Partnership (TARP) Protocol for Stormwater BMP demonstrations | ADS. 2019. Water Quality Units | [24 empty] | 1.62 g | 0.34 g
ADS. 2019. Water Quality Units | manufacture's documentation | ADS Storm Water Quality Unit (hydrodynamic separator) | unspecified | unspecified | n/a | new | n/a | n/a | n/a | 36-60" | n/a | n/a | n/a | 80 | 40 | [21 empty] | 74 |  | not specified | [49 empty] | ADS. 2016. Technical Note: Testing of Storm Water Quality Units
ADS. 2019. BaySeparator Stormwater Treatment System | manufacture's documentation | ADS BaySeparator (hydrodynamic separator) | unspecified | unspecified | n/a | new | n/a | n/a | n/a | size to convey 100% of design peak flow | n/a | n/a | vacuum truck or similar needed | 80 | [24 empty] | mass load
ADS. 2010. BayFilter The Exact System Needed for Large & Small Sites | manufacture's documentation | ADS BayFilter (hydrodynamic Separator) | unspecified | unspecified | n/a | new | n/a | n/a | n/a | size to treat 100% of required treatment flow at full sediment load conditions | n/a | n/a | remove and replace cartridge and clean containment system with vacuum truck, frequency dependent on load | 85 | 65 | [16 empty] | 65 | 60 |  |  |  |  | 65 | mass load
ADS. 2019. Barracuda Sell Sheet | manufacture's documentation | ADS Barracuda (hydrodynamic separator) | unspecified | unspecified | n/a | new | n/a | n/a | n/a | testing based on OK-110 media gradation and 300 mg/l influent | n/a | n/a | vacuum truck or similar needed | 80 | [24 empty] | mass load
ADS. 2019. Barracuda Sell Sheet | manufacture's documentation | ADS Barracuda (hydrodynamic separator) | unspecified | unspecified | n/a | new | n/a | n/a | n/a | based on media d50=75 micro, 200 mg/l or Meeting NJDEP/NJCAT HDS protocol | n/a | n/a | vacuum truck or similar needed | 50 | [24 empty] | mass load
Braswell, Anderson and Hunt. 2018. Hydrologic and water quality evaluation of a permeable pavement and biofiltration device in series. Water 10, 33 | peer reviewed | Interlocking concrete pavement and Filterra biofiltration | North Carolina | Fayetteville (upper coastal plain) | Amtrak parking lot | post-construction through 2 years | Crepe myrtle in Filterra | sandy loam | washed stone under pavement; Filterra proprietary filter media in biofiltration system | BMPs installed in series (total removal efficiency, median values) | yes- conveys from PICP to Filterra | no | despite properly scheduled maintenance, inspection and infiltration testing, PICP clogged - attributed to deteriorating asphalt and erosion from parking islands; vacuuming and pressure washing did not mitigate issue | 96 | 75 | 42 |  | 51 | [20 empty] | EMC | 0.9 | 0.5 | 0.077 | 0.026 | 0.81 | 0.37 | 0.13 | <MDL |  |  | 0.13 | 0.19 | [10 empty] | 0.0004 | <MDL | 61 | 3.6 | [22 empty] | permeable pavement clogged, causing bypass of 38% of stormwater; however, most of the load reduction was attributable to exfiltration from the PICP, total load reductions were calculated including load from bypass stormwater and excluding bypass stormwater
Braswell, Anderson and Hunt. 2018. Hydrologic and water quality evaluation of a permeable pavement and biofiltration device in series. Water 10, 33 | peer reviewed | Interlocking concrete pavement and Filterra biofiltration | North Carolina | Fayetteville (upper coastal plain) | Amtrak parking lot | post-construction through 2 years | Crepe myrtle in Filterra | sandy loam | washed stone under pavement; Filterra proprietary filter media in biofiltration system | BMPs installed in series (total load removal), including surface runoff | yes- conveys from PICP to Filterra | no | despite properly scheduled maintenance, inspection and infiltration testing, PICP clogged - attributed to deteriorating asphalt and erosion from parking islands; vacuuming and pressure washing did not mitigate issue | 69.8 | 67.3 | 43 |  | 42.9 | 50.5 |  |  |  | 44.4 | [15 empty] | mass load | [48 empty] | permeable pavement clogged, causing bypass of 38% of stormwater; however, most of the load reduction was attributable to exfiltration from the PICP, total load reductions were calculated including load from bypass stormwater and excluding bypass stormwater |  | 187.2 g | 106.7 g | 36 g | 11.8 g | 170 g | 97 g | 22.9 g | 11.3 g |  |  | 17.2 g | 9.6 g | [12 empty] | 14195.2 g | 4282.7 g
Braswell, Anderson and Hunt. 2018. Hydrologic and water quality evaluation of a permeable pavement and biofiltration device in series. Water 10, 33 | peer reviewed | Interlocking concrete pavement and Filterra biofiltration | North Carolina | Fayetteville (upper coastal plain) | Amtrak parking lot | post-construction through 2 years | Crepe myrtle in Filterra | sandy loam | washed stone under pavement; Filterra proprietary filter media in biofiltration system | BMPs installed in series (total load removal), excluding surface runoff | yes- conveys from PICP to Filterra | no | despite properly scheduled maintenance, inspection and infiltration testing, PICP clogged - attributed to deteriorating asphalt and erosion from parking islands; vacuuming and pressure washing did not mitigate issue | 99.8 | 99.7 | 96.9 |  | 98.1 | 99.1 |  |  |  | 88.4 | [15 empty] | mass load | [48 empty] | permeable pavement clogged, causing bypass of 38% of stormwater; however, most of the load reduction was attributable to exfiltration from the PICP, total load reductions were calculated including load from bypass stormwater and excluding bypass stormwater |  | 83.0 g | 2.5 g | 24.3 g | 0.1 g | 74.3 g | 1.4 g | 11.6 g | 0.1 g |  |  | 8.6 g | 1.0 g | [12 empty] | 9936.7 g | 24.2 g
Braswell, Anderson and Hunt. 2018. Hydrologic and water quality evaluation of a permeable pavement and biofiltration device in series. Water 10, 33 | peer reviewed | Interlocking concrete pavement and Filterra biofiltration | North Carolina | Fayetteville (upper coastal plain) | Amtrak parking lot | post-construction through 2 years | Crepe myrtle in Filterra | sandy loam | washed stone under pavement | PICP before Filterra, median values | yes- conveys from PICP to Filterra | no | despite properly scheduled maintenance, inspection and infiltration testing, PICP clogged - attributed to deteriorating asphalt and erosion from parking islands; vacuuming and pressure washing did not mitigate issue | 91 | 41 | 27 |  | 50 |  |  |  |  | -226 | [15 empty] | EMC | 0.9 | 0.68 | 0.077 | 0.039 | 0.81 | 0.36 | 0.13 | 0.03 |  |  | 0.13 | 0.22 | [10 empty] | 0.0004 | <MDL | 61 | 8 | [22 empty] | permeable pavement clogged, causing bypass of 38% of stormwater; however, most of the load reduction was attributable to exfiltration from the PICP, total load reductions were calculated including load from bypass stormwater and excluding bypass stormwater
Braswell, Anderson and Hunt. 2018. Hydrologic and water quality evaluation of a permeable pavement and biofiltration device in series. Water 10, 33 | peer reviewed | Interlocking concrete pavement and Filterra biofiltration | North Carolina | Fayetteville (upper coastal plain) | Amtrak parking lot | post-construction through 2 years | Crepe myrtle in Filterra | sandy loam | washed stone under pavement | PICP before Filterra, total load removal, including surface runoff | yes- conveys from PICP to Filterra | no | despite properly scheduled maintenance, inspection and infiltration testing, PICP clogged - attributed to deteriorating asphalt and erosion from parking islands; vacuuming and pressure washing did not mitigate issue | 69.7 | 66.9 | 40.8 |  | 42 | 49.9 |  |  |  | 29.4 | [15 empty] | mass load | [48 empty] | permeable pavement clogged, causing bypass of 38% of stormwater; however, most of the load reduction was attributable to exfiltration from the PICP, total load reductions were calculated including load from bypass stormwater and excluding bypass stormwater |  | 187.2 g | 110.7 g | 36.0 g | 11.9 g | 170.0 g | 98.6 g | 22.9 g | 11.5 g |  |  | 17.2 g | 12.1 g | [12 empty] | 14195.2 g | 4300.4 g
Braswell, Anderson and Hunt. 2018. Hydrologic and water quality evaluation of a permeable pavement and biofiltration device in series. Water 10, 33 | peer reviewed | Interlocking concrete pavement and Filterra biofiltration | North Carolina | Fayetteville (upper coastal plain) | Amtrak parking lot | post-construction through 2 years | Crepe myrtle in Filterra | sandy loam | washed stone under pavement | PICP before Filterra, total load removal, excluding surface runoff | yes- conveys from PICP to Filterra | no | despite properly scheduled maintenance, inspection and infiltration testing, PICP clogged - attributed to deteriorating asphalt and erosion from parking islands; vacuuming and pressure washing did not mitigate issue | 99.6 | 99.1 | 92.7 |  | 96.3 | 98 |  |  |  | 62.1 | [15 empty] | mass load | [48 empty] | permeable pavement clogged, causing bypass of 38% of stormwater; however, most of the load reduction was attributable to exfiltration from the PICP, total load reductions were calculated including load from bypass stormwater and excluding bypass stormwater |  | 83.0 g | 6.0 g | 24.3 g | 0.2 g | 74.3 g | 2.8 g | 11.6 g | 0.2 g |  |  | 8.6 g | 3.3 g | [12 empty] | 9936.7 g | 43.6 g
Braswell, Anderson and Hunt. 2018. Hydrologic and water quality evaluation of a permeable pavement and biofiltration device in series. Water 10, 33 | peer reviewed | Interlocking concrete pavement and Filterra biofiltration | North Carolina | Fayetteville (upper coastal plain) | Amtrak parking lot | post-construction through 2 years | Crepe myrtle in Filterra | sandy loam | proprietary Filterra media | Filterra component only, median values | yes- conveys from PICP to Filterra | no | despite properly scheduled maintenance, inspection and infiltration testing, PICP clogged - attributed to deteriorating asphalt and erosion from parking islands; vacuuming and pressure washing did not mitigate issue | 47 | 29 | [23 empty] | EMC | [48 empty] | permeable pavement clogged, causing bypass of 38% of stormwater; however, most of the load reduction was attributable to exfiltration from the PICP, total load reductions were calculated including load from bypass stormwater and excluding bypass stormwater
Braswell, Anderson and Hunt. 2018. Hydrologic and water quality evaluation of a permeable pavement and biofiltration device in series. Water 10, 33 | peer reviewed | Interlocking concrete pavement and Filterra biofiltration | North Carolina | Fayetteville (upper coastal plain) | Amtrak parking lot | post-construction through 2 years | Crepe myrtle in Filterra | sandy loam | proprietary Filterra media | Filterra component only, total load removal, including surface runoff | yes- conveys from PICP to Filterra | no | despite properly scheduled maintenance, inspection and infiltration testing, PICP clogged - attributed to deteriorating asphalt and erosion from parking islands; vacuuming and pressure washing did not mitigate issue | 0.4 | 1.3 | 3.6 |  | 1.6 | 1.2 |  |  |  | 21.3 | [15 empty] | mass load | [48 empty] | permeable pavement clogged, causing bypass of 38% of stormwater; however, most of the load reduction was attributable to exfiltration from the PICP, total load reductions were calculated including load from bypass stormwater and excluding bypass stormwater |  | 110.7 g | 106.7 g | 11.9 g | 11.8 g | 98.6 g | 97.0 g | 11.5 g | 11.3 g |  |  | 12.1 g | 9.6 g | [12 empty] | 4300.4 g | 4282.7 g
Braswell, Anderson and Hunt. 2018. Hydrologic and water quality evaluation of a permeable pavement and biofiltration device in series. Water 10, 33 | peer reviewed | Interlocking concrete pavement and Filterra biofiltration | North Carolina | Fayetteville (upper coastal plain) | Amtrak parking lot | post-construction through 2 years | Crepe myrtle in Filterra | sandy loam | proprietary Filterra media | Filterra component only, total load removal, excluding surface runoff | yes- conveys from PICP to Filterra | no | despite properly scheduled maintenance, inspection and infiltration testing, PICP clogged - attributed to deteriorating asphalt and erosion from parking islands; vacuuming and pressure washing did not mitigate issue | 44.5 | 64.7 | 58 |  | 48.8 | 54 |  |  |  | 69.5 | [15 empty] | mass load | [48 empty] | permeable pavement clogged, causing bypass of 38% of stormwater; however, most of the load reduction was attributable to exfiltration from the PICP, total load reductions were calculated including load from bypass stormwater and excluding bypass stormwater |  | 6.0 g | 2.5 g | 0.2 g | 0.1 g | 2.8 g | 1.4 g | 0.2 g | 0.1 g |  |  | 3.3 g | 1.0 g | [12 empty] | 43.6 g | 24.2 g
Hathaway, Hunt, and Johnson. 2007. City of Charlotte Pilot BMP Monitoring Program Morehead Place Dry Detention Basin. Submitted to City of Charlotte - Stormwater Services. Prepared by North Carolina State University, Department of Biological and Agricultural Engineering | report to city | dry detention | North Carolina | Charlotte, Morehead Place | Office building and parking lot, landscaping | 10 years | grass | unknown | n/a | some erosion and sediment deposition noted in detention bottom | no | unknown | appears to be well maintained and frequently mowed | 65 | -13 | 10 |  | 20 |  | 14 |  |  | -11 |  |  |  |  | 33 | 18 | -21 | 14 | 17 | 34 |  | 68 | 56 |  | 34 | EMC | 1.4 | 1.3 | 0.1 | 0.2 | 1 | 0.8 |  |  |  |  | 0.5 | 0.5 | 0.2 | 0.2 | [10 empty] | 15 | 5.3 | 29.1 | 19.5 | 4.6 | 3.8 | 3737.5 | 4514.2 | 1232.5 | 1060.8 | 7 | 5.8 | 95.6 | 63.2 |  |  | 518.3 | 168 | 32 | 14 | 8.3 | 5.4 |  |  | Study notes the if influent concentration is extremely low, removal efficiences can be low due to "irreducible concentration" and may inaccurately show a "poorly performing" BMP when in fact the polluntant targets are being achieved
Carleton et al. 2001. Factors affecting the performance of stormwater treatment wetlands. Water Research 35(6) | peer reviewed | stormwater wetlands | Florida | Osceola County (coastal) | agriculture | unknown | agricultural | unknown | n/a | gravity-fed system | unknown | unknown | unknown |  | 30.9 | [8 empty] | 39.7 | [14 empty] | % pollutant removal based on loads where available, other wise based on EMCs. The report does not indicate which was used | [48 empty] | This study contained data on SW treatment wetlands all over the country. Only included those from the Region 4 area.
Carleton et al. 2001. Factors affecting the performance of stormwater treatment wetlands. Water Research 35(6) | peer reviewed | stormwater wetlands | Florida | Okeechobee County (coastal) | agriculture | unknown | agricultural | unknown | n/a | gravity-fed system | unknown | unknown | unknown |  | 39.7 | [8 empty] | 39.7 | [14 empty] | % pollutant removal based on loads where available, other wise based on EMCs. The report does not indicate which was used | [48 empty] | This study contained data on SW treatment wetlands all over the country. Only included those from the Region 4 area.
Carleton et al. 2001. Factors affecting the performance of stormwater treatment wetlands. Water Research 35(6) | peer reviewed | stormwater wetlands | Florida | Orlando (coastal) | urban | unknown | unknown | unknown | n/a | gravity-fed system | unknown | unknown | unknown | 68.3 | 61.5 | -11 |  |  |  |  | 10.2 |  | -13.2 | 76.7 | [7 empty] | 58.9 | 68.9 | 59.7 |  |  |  |  | % pollutant removal based on loads where available, other wise based on EMCs. The report does not indicate which was used | [48 empty] | This study contained data on SW treatment wetlands all over the country. Only included those from the Region 4 area.
Carleton et al. 2001. Factors affecting the performance of stormwater treatment wetlands. Water Research 35(6) | peer reviewed | stormwater wetlands | Florida | Seminole County (coastal) | urban | unknown | unknown | unknown | n/a | gravity-fed system | unknown | unknown | unknown | 82.9 | 7 | -1.6 |  |  |  |  | 62.2 |  | 80.2 | -109 | [7 empty] | 39.9 | 40.9 | 54.8 |  |  |  |  | % pollutant removal based on loads where available, other wise based on EMCs. The report does not indicate which was used | [48 empty] | This study contained data on SW treatment wetlands all over the country. Only included those from the Region 4 area.
Carleton et al. 2001. Factors affecting the performance of stormwater treatment wetlands. Water Research 35(6) | peer reviewed | stormwater wetlands | Florida | Tampa (coastal) | urban | unknown | unknown | unknown | n/a | gravity-fed system | unknown | unknown | unknown | 86 | 70 | 46 |  |  |  |  | 79 |  | 94 | 67 | [7 empty] | 79 | 84 | 83 |  |  |  |  | % pollutant removal based on loads where available, other wise based on EMCs. The report does not indicate which was used | [48 empty] | This study contained data on SW treatment wetlands all over the country. Only included those from the Region 4 area.
Carleton et al. 2001. Factors affecting the performance of stormwater treatment wetlands. Water Research 35(6) | peer reviewed | stormwater wetlands | Florida | Seminole County (coastal) | urban | unknown | unknown | unknown | n/a | gravity-fed system | unknown | unknown | unknown |  | 87 | [5 empty] | 96 |  | 88.8 | [8 empty] | 87.5 | 66.7 | 83.3 |  |  |  |  | % pollutant removal based on loads where available, other wise based on EMCs. The report does not indicate which was used | [48 empty] | This study contained data on SW treatment wetlands all over the country. Only included those from the Region 4 area.
Carleton et al. 2001. Factors affecting the performance of stormwater treatment wetlands. Water Research 35(6) | peer reviewed | stormwater wetlands | Florida | Tallahassee (Coastal) | urban | unknown | unknown | unknown | n/a | gravity-fed system | unknown | unknown | unknown | 92.5 | 62.7 | 10.9 |  |  |  |  | -39.4 |  | 14.9 | -70.3 | [7 empty] | -4.3 | 59.2 | 55.5 |  |  |  |  | % pollutant removal based on loads where available, other wise based on EMCs. The report does not indicate which was used | [48 empty] | This study contained data on SW treatment wetlands all over the country. Only included those from the Region 4 area.
Carleton et al. 2001. Factors affecting the performance of stormwater treatment wetlands. Water Research 35(6) | peer reviewed | stormwater wetlands | Florida | Orlando (coastal) | agriculture | unknown | agricultural | unknown | n/a | gravity-fed system | unknown | unknown | unknown |  | 33 | 36 |  |  |  |  | 88 |  | 62 | [15 empty] | % pollutant removal based on loads where available, other wise based on EMCs. The report does not indicate which was used | [48 empty] | This study contained data on SW treatment wetlands all over the country. Only included those from the Region 4 area.
Carleton et al. 2001. Factors affecting the performance of stormwater treatment wetlands. Water Research 35(6) | peer reviewed | stormwater wetlands | Florida | Orlando (coastal) | urban | unknown | unknown | unknown | n/a | gravity-fed system | unknown | unknown | unknown | 66 | 17 | 21 |  |  |  |  | 54 |  | 40 | 2 | [8 empty] | 56 | 73 |  |  |  |  | % pollutant removal based on loads where available, other wise based on EMCs. The report does not indicate which was used | [48 empty] | This study contained data on SW treatment wetlands all over the country. Only included those from the Region 4 area.
Carleton et al. 2001. Factors affecting the performance of stormwater treatment wetlands. Water Research 35(6) | peer reviewed | stormwater wetlands | Florida | Orlando (coastal) | urban | unknown | unknown | unknown | n/a | gravity-fed system | unknown | unknown | unknown | -170 | -55 | -49 |  |  |  |  | 40 |  | -193 | -67 | [7 empty] | -67 | -14 | -187 |  |  |  |  | % pollutant removal based on loads where available, other wise based on EMCs. The report does not indicate which was used | [48 empty] | This study contained data on SW treatment wetlands all over the country. Only included those from the Region 4 area.
Carleton et al. 2001. Factors affecting the performance of stormwater treatment wetlands. Water Research 35(6) | peer reviewed | stormwater wetlands | Florida | Tampa (coastal) | urban | unknown | unknown | unknown | n/a | gravity-fed system | unknown | unknown | unknown | 55 | 65 | [5 empty] | 39 |  | 65 | 67 | [8 empty] | 51 | [5 empty] | % pollutant removal based on loads where available, other wise based on EMCs. The report does not indicate which was used | [48 empty] | This study contained data on SW treatment wetlands all over the country. Only included those from the Region 4 area.
Carleton et al. 2001. Factors affecting the performance of stormwater treatment wetlands. Water Research 35(6) | peer reviewed | stormwater wetlands | Florida | Highlands County (coastal) | agriculture | unknown | agricultural | unknown | n/a | pumped system | unknown | unknown | unknown |  | 71 | 26 | [22 empty] | % pollutant removal based on loads where available, other wise based on EMCs. The report does not indicate which was used | [48 empty] | This study contained data on SW treatment wetlands all over the country. Only included those from the Region 4 area.
Carleton et al. 2001. Factors affecting the performance of stormwater treatment wetlands. Water Research 35(6) | peer reviewed | stormwater wetlands | Florida | Palm Beach County (coastal) | agriculture | unknown | agricultural | unknown | n/a | pumped system | unknown | unknown | unknown |  | 82 | [23 empty] | % pollutant removal based on loads where available, other wise based on EMCs. The report does not indicate which was used | [48 empty] | This study contained data on SW treatment wetlands all over the country. Only included those from the Region 4 area.
Carleton et al. 2001. Factors affecting the performance of stormwater treatment wetlands. Water Research 35(6) | peer reviewed | stormwater wetlands | Florida | Lake County (coastal) | agriculture | unknown | agricultural | unknown | n/a | pumped system | unknown | unknown | unknown |  | 60.9 | [5 empty] | 57.5 |  | 68.1 | 75.1 | [14 empty] | % pollutant removal based on loads where available, other wise based on EMCs. The report does not indicate which was used | [48 empty] | This study contained data on SW treatment wetlands all over the country. Only included those from the Region 4 area.
Carleton et al. 2001. Factors affecting the performance of stormwater treatment wetlands. Water Research 35(6) | peer reviewed | stormwater wetlands | Florida | Lake County (coastal) | agriculture | unknown | agricultural | unknown | n/a | pumped system | unknown | unknown | unknown |  | 7.3 | [5 empty] | 51.9 |  | 64.2 | 16.7 | [14 empty] | % pollutant removal based on loads where available, other wise based on EMCs. The report does not indicate which was used | [48 empty] | This study contained data on SW treatment wetlands all over the country. Only included those from the Region 4 area.
Chance, Van Brunt, Majsztrik and White. 2019. Short- and long-term dynamics of nutrient removal in floating treatment wetlands. Water Research. 159, pp153-163 | peer reviewed | floating wetlands | South Carolina | Clemson lab | n/a | 20 weeks (length of experiment) | J. effusus | none | n/a | floating wetland with J. effusus (high nutrient treatment) | none | none | unknown |  | 0 | 11 | [22 empty] | % concentration reduction | 14.6 | 13 | 2.3 | 2.29 | [44 empty] | High nutrient treatment (15 mg/L TN and 2.3 mg/L TP) to simulate nursery runoff | [51 empty] | 4.53 g/m/day | 3.94 g/m/day | .98 g/m/day | .93 g/m/day
Chance, Van Brunt, Majsztrik and White. 2019. Short- and long-term dynamics of nutrient removal in floating treatment wetlands. Water Research. 159, pp153-163 | peer reviewed | floating wetlands | South Carolina | Clemson lab | n/a | 20 weeks (length of experiment) | P. cordata | none | n/a | floating wetland with P. cordata (high nutrient treatment) | none | none | unknown |  | 41.7 | 57.3 | [22 empty] | % concentration reduction | 14.6 | 6.41 | 2.3 | 1.34 | [44 empty] | High nutrient treatment (15 mg/L TN and 2.3 mg/L TP) to simulate nursery runoff | [51 empty] | 4.53 g/m/day | 1.6 g/m/day | .98 g/m/day | .37 g/m/day
Chance, Van Brunt, Majsztrik and White. 2019. Short- and long-term dynamics of nutrient removal in floating treatment wetlands. Water Research. 159, pp153-163 | peer reviewed | floating wetlands | South Carolina | Clemson lab | n/a | 20 weeks (length of experiment) | J. effusus | none | n/a | floating wetland with J. effusus (low nutrient treatment) | none | none | unknown |  | 13.4 | 17 | [22 empty] | % concentration reduction | 4.88 | 4.05 | 0.82 | 0.71 | [44 empty] | Low nutrient treatment (5 mg/L TN and 0.82 mg/L TP) to simulate stormwater runoff | [51 empty] | 1.81 g/m/day | 1.31 g/m/day | .31 g/m/day | .28 g/m/day
Chance, Van Brunt, Majsztrik and White. 2019. Short- and long-term dynamics of nutrient removal in floating treatment wetlands. Water Research. 159, pp153-163 | peer reviewed | floating wetlands | South Carolina | Clemson lab | n/a | 20 weeks (length of experiment) | P. cordata | none | n/a | floating wetland with P. cordata (low nutrient treatment) | none | none | unknown |  | 35.4 | 51.2 | [22 empty] | % concentration reduction | 4.88 | 2.38 | 0.82 | 0.53 | [44 empty] | Low nutrient treatment (5 mg/L TN and 0.82 mg/L TP) to simulate stormwater runoff | [51 empty] | 1.81 g/m/day | .82 g/m/day | .31 g/m/day | .19 g/m/day
Contech. 2015. Stormwater Management StormFilter PhosphoSorb Field Performance Summary | manufacture's documentation | hydrodynamic separators | Oregon | Zigzag | roadway | unknown | none | n/a | n/a | The Stormwater Management StormFilter® (StormFilter) with PhosphoSorb® | unknown | unknown | The system lasted between 10 and 12 months between maintenance events and retained an average of 291 pounds of sediment per maintenance event | 88 | 73 | 43 | [15 empty] | 79 | 78 | 70 |  |  |  |  | average percent removal (based on cencentration) | 1.14 | 0.57 | 0.33 | 0.07 | [20 empty] | 380 | 40 | [8 empty] | 0.026 | 0.005 | 0.129 | 0.024 | 0.009 | 0.003
Contech. 2017. Vortechs Guide Operation, Design, Performance, and Maintenance | manufacture's documentation | hydrodynamic separators | Maine | Yarmouth | parking lot | unknown | none | n/a | n/a | The Vortechs system is a high-performance hydrodynamic separator that effectively removes finer sediment (e.g. 50-microns (µm), oil, and floating and sinking debris | unknown | unknown | The Vortechs system should be cleaned when inspection reveals that the sediment depth has accumulated to within 12 to 18 inches (300 to 450 mm) of the dry-weather water surface elevation | 82 | [24 empty] | removal efficiency (based on concentration) | [24 empty] | 328 | 60
Contech. 2017. Vortechs Guide Operation, Design, Performance, and Maintenance | manufacture's documentation | hydrodynamic separators | New York | Lake George | unknown | unknown | none | n/a | n/a | The Vortechs system is a high-performance hydrodynamic separator that effectively removes finer sediment (e.g. 50-microns (µm), oil, and floating and sinking debris | unknown | unknown | The Vortechs system should be cleaned when inspection reveals that the sediment depth has accumulated to within 12 to 18 inches (300 to 450 mm) of the dry-weather water surface elevation | 88 | [24 empty] | removal efficiency (based on concentration) | [24 empty] | 801 | 105
Contech. 2017. Vortechs Guide Operation, Design, Performance, and Maintenance | manufacture's documentation | hydrodynamic separators | New Jersey | Harding Township | rest stop parking area | unknown | none | n/a | n/a | The Vortechs system is a high-performance hydrodynamic separator that effectively removes finer sediment (e.g. 50-microns (µm), oil, and floating and sinking debris | unknown | unknown | The Vortechs system should be cleaned when inspection reveals that the sediment depth has accumulated to within 12 to 18 inches (300 to 450 mm) of the dry-weather water surface elevation | 93 | [24 empty] | removal efficiency (based on concentration) | [24 empty] | 493 | 35
Contech. 2017. Vortechs Guide Operation, Design, Performance, and Maintenance | manufacture's documentation | hydrodynamic separators | Connecticut | South Windsor | parking lot | unknown | none | n/a | n/a | The Vortechs system is a high-performance hydrodynamic separator that effectively removes finer sediment (e.g. 50-microns (µm), oil, and floating and sinking debris | unknown | unknown | The Vortechs system should be cleaned when inspection reveals that the sediment depth has accumulated to within 12 to 18 inches (300 to 450 mm) of the dry-weather water surface elevation | 77 | 67 |  | 54 | [14 empty] | 56 | 85 | 46 |  |  |  |  | removal efficiency (based on concentration) | [24 empty] | 324 | 73
Contech. 2020. Filterra High Performance Bioretention. Marketing Brochure | manufacture's documentation | modular bioretention | n/a | n/a | n/a | n/a | n/a | n/a | proprietary Filterra media | Filterra high-performance bioretention system | yes | mulch layer | Maintenance is low-cost, low-tech and simple: -Remove trash, sediment, and mulch -Replace with a fresh 3” layer of mulch -No confined space entry or special tools -Easily performed by landscape contractor or facilities maintenance provider | 86 | 70 | 34 | [15 empty] | 55 | 56 | [5 empty] | median removal efficiency
CWP. 2007. National Pollutant Removal Performance Database. | white paper | dry pond | n/a | n/a | n/a | n/a | n/a | n/a | n/a | aggregation of studies nation-wide | n/a | n/a | n/a | 49 | 20 | 24 | [6 empty] | 9 | [6 empty] | 88 | 88 | 29 | 29 | [5 empty] | median removal efficiency (mixture or load-based and EMC-based)
CWP. 2007. National Pollutant Removal Performance Database. | white paper | wet pond | n/a | n/a | n/a | n/a | n/a | n/a | n/a | aggregation of studies nation-wide | n/a | n/a | n/a | 80 | 52 | 31 | [6 empty] | 45 | [6 empty] | 70 | 70 | 57 | 64 | [5 empty] | median removal efficiency (mixture or load-based and EMC-based)
CWP. 2007. National Pollutant Removal Performance Database. | white paper | wetland | n/a | n/a | n/a | n/a | n/a | n/a | n/a | aggregation of studies nation-wide | n/a | n/a | n/a | 72 | 48 | 24 | [6 empty] | 67 | [6 empty] | 78 | 78 | 47 | 42 | [5 empty] | median removal efficiency (mixture or load-based and EMC-based)
CWP. 2007. National Pollutant Removal Performance Database. | white paper | filtering practice | n/a | n/a | n/a | n/a | n/a | n/a | n/a | aggregation of studies nation-wide | n/a | n/a | n/a | 86 | 59 | 32 | [6 empty] | -14 | [6 empty] | 37 | 37 | 37 | 87 | [5 empty] | median removal efficiency (mixture or load-based and EMC-based)
CWP. 2007. National Pollutant Removal Performance Database. | white paper | bioretention | n/a | n/a | n/a | n/a | n/a | n/a | unknown | aggregation of studies nation-wide | n/a | n/a | n/a | 59 | 5 | 46 | [6 empty] | 43 | [8 empty] | 81 | 79 | [5 empty] | median removal efficiency (mixture or load-based and EMC-based)
CWP. 2007. National Pollutant Removal Performance Database. | white paper | infiltration practice | n/a | n/a | n/a | n/a | n/a | n/a | n/a | aggregation of studies nation-wide | n/a | n/a | n/a | 89 | 65 | 42 | [6 empty] | 0 | [8 empty] | 86 | 66 | [5 empty] | median removal efficiency (mixture or load-based and EMC-based)
CWP. 2007. National Pollutant Removal Performance Database. | white paper | open channel | n/a | n/a | n/a | n/a | n/a | n/a | n/a | aggregation of studies nation-wide | n/a | n/a | n/a | 81 | 24 | 56 | [6 empty] | 39 | [6 empty] | -25 | -25 | 65 | 71 | [5 empty] | median removal efficiency (mixture or load-based and EMC-based)
Hathaway, Hunt, and Johnson. 2007. City of Charlotte Pilot BMP Monitoring Program University Executive Park Dry Detention Basin. Submitted to City of Charlotte - Stormwater Services. Prepared by North Carolina State University, Department of Biological and Agricultural Engineering | report to city | dry detention | North Carolina | Charlotte, University Executive Park | Office building and parking lot, landscaping | unknown | grass | unknown | n/a | some erosion and sediment deposition noted in detention bottom | no | unknown | appears to be well maintained and frequently mowed | 39 | -15 | 13 |  | 2 |  | 29 |  |  | 31 |  |  |  |  | -8 | 22 | -3 | 5 | 11 | 32 |  |  |  |  | 19 | EMC | 1.6 | 1.4 | 0.2 | 0.2 | 1 | 1 |  |  |  |  | 0.6 | 0.4 | 0.3 | 0.2 | [10 empty] | 15.8 | 9.6 | 24.1 | 26 | 4.9 | 3.8 | 9532.2 | 9833.3 | 1647.8 | 1563.3 | 4.8 | 4.2 | 76.6 | 52.4 | [6 empty] | 9 | 7.3
DeBusk. 2008. Stormwater Treatment by Two Retrofit Infiltration Practices. Masters Thesis Virginia Tech | thesis | bioretention cell | Virginia | Blacksburg | parking lot | <1 year | n/a | karst geology | 88% washed medium sand, 8% clay and silt fines, 4% leaf compost | none | two sets of two parallel, 10-cm perforated pipes, covered with #57 stone and wrapped in filter fabric to prevent clogging by fines | none | unknown | 99.8 | 99.6 | 99.7 | [13 empty] | 98.6 | -28 | [7 empty] | cumulative mass percent removal (TSS, FCB)/reduction (others) | 2.7 | 3.8 | 2.7 | 3.8 | [20 empty] | 197 | 304 |  |  |  |  | 610 | 316 | 92 cfu/100ml | 4176 cfu/100mL | [15 empty] | DeBusk, KM, and TM Wynn. 2011. Storm-water Bioretention for Runoff Quality and Quantity Mitigation. Journal of Environmental Engineering 137(9) | 4.43g | 0.012g | 1.1g | 0.004g | [20 empty] | 500g | 0.8g |  |  |  |  | 3.33xe7 | 1.14xe6 | 2.38xe6 cfu | 3.05xe6 cfu
DeBusk. 2008. Stormwater Treatment by Two Retrofit Infiltration Practices. Masters Thesis Virginia Tech | thesis | CU-Structural Soil infiltration trench | Virginia | Blacksburg | parking lot | <1 year | n/a | karst geology | 85% #357 stone, 15% clay/loam with Gelscape hydrogel | none | two sets of two parallel, 10-cm high-density polyethylene (HDPE) perforated pipes covered by #57 stone and filter fabric to prevent clogging by fines, clay liner | sediment forebay located upstream | unknown | 52 | 45 | -454 | [13 empty] | -548 | -206 | [7 empty] | cumulative mass percent removal (TSS, FCB)/reduction (others) | 1.2 | 3.9 | 0.6 | 0.36 | [26 empty] | 6018 | 50736 | 406 cfu/100ml | 1475 cfu/100mL | [16 empty] | 12.4g | 68.8g | 3.28g | 1.79g | [28 empty] | 2.06xe8cfu | 6.29xe8 cfu
Deeproot Green Infrastructure LLC. 2018 | manufacture's documentation | silva cell | North Carolina | NC State Univ. | n/a | n/a | n/a | n/a | recommend following local specifications or one of 6 recommended city/state specs | Silva Cell modules are typically filled with filtration soil media (similar to bioretention systems), but can also be left as void space to increase the volume of stormwater storage capacity for infiltration or detention systems. | A variety of different stormwater inlet types and underdrain collection methods are supported. | n/a | varies | 85-90 | 70-75 | 65-80 |  |  |  |  | 70-75 |  | 35-60 | 70-80 | [7 empty] | 85-90 | 75-85 | 90-95 |  |  |  |  | percent removal (concentration-based)
Deeproot Green Infrastructure LLC. 2018 | manufacture's documentation | silva cell | Canada | Toronto | n/a | n/a | n/a | n/a | recommend following local specifications or one of 6 recommended city/state specs | Silva Cell modules are typically filled with filtration soil media (similar to bioretention systems), but can also be left as void space to increase the volume of stormwater storage capacity for infiltration or detention systems. | A variety of different stormwater inlet types and underdrain collection methods are supported. | n/a | varies | 96.6 | 86.5 | [13 empty] | 71.4 |  |  | 52.3 | 76.4 | 89 | 88.2 | 92.6 | 83.8 (Al); 56.1 (As); 79(Cr); 17.5 (Ni) |  | percent removal (concentration-based) |  |  | 0.607 | 0.082 | [20 empty] | 58 | 2 |  |  | 63 | 18 |  |  |  |  | 0.0302 | 0.0144 | 0.106 | 0.025 | 0.00584 | 0.00064 | 2.43 | 0.287 | 0.175 | 0.013
Ellis. 2021. Dry Detention Basin Optimization for Water Quality Treatment: Controlled Plot Trials. These submitted to North Carolina State University | thesis | dry detention basin | North Carolina | Raleigh | unknown | pond retrofit, age of pond unknown, dry detention newly constructed | volunteer vegetation | unknown | n/a | coir baffles - retrofit designs added to dry detention basin to increase pollutant removal efficiency | no | forebay | No vegetative maintenance (mowing, trimming, etc.) occurred in the dry detention basin during the four months of testing | 82.67 | -1.83 | -10.33 |  | -17.17 |  | 18.5 |  |  | 8 | 24.5 | [7 empty] | -38.2 | -54.8 | 28.5 |  |  | -100 (Cd) |  | mean removal efficiency (concentration-based) | 1.368 | 1.483 | 0.1428 | 0.1409 | 1.04 | 1.213 |  |  |  |  | 0.3273 | 0.27 | 0.09843 | 0.06139 |  |  |  |  | 0.03348 | 0.02651 |  |  |  |  | 59.2 | 9.98 | [8 empty] | 5.08 | 6.9 | 13.8 | 20.2 | 4.8 | 3.12
Ellis. 2021. Dry Detention Basin Optimization for Water Quality Treatment: Controlled Plot Trials. These submitted to North Carolina State University | thesis | dry detention basin | North Carolina | Raleigh | unknown | pond retrofit, age of pond unknown, dry detention newly constructed | volunteer vegetation | unknown | n/a | IWS - retrofit designs added to dry detention basin to increase pollutant removal efficiency | no | forebay | No vegetative maintenance (mowing, trimming, etc.) occurred in the dry detention basin during the four months of testing | 90.67 | 37.8 | 13.17 |  | 2.5 |  | 39 |  |  | 35 | 59.7 | [7 empty] | -38.7 | -51.7 | 41.2 |  |  | -36.8 (Cd) |  | mean removal efficiency (concentration-based) | 1.329 | 1.153 | 0.1406 | 0.087 | 0.8969 | 0.8739 |  |  |  |  | 0.4324 | 0.2793 | 0.04392 | 0.02577 |  |  |  |  | 0.0802 | 0.0331 |  |  |  |  | 73.8 | 6.75 | [8 empty] | 6.31 | 8.27 | 25.2 | 31 | 5.53 | 3.22
Ellis. 2021. Dry Detention Basin Optimization for Water Quality Treatment: Controlled Plot Trials. These submitted to North Carolina State University | thesis | dry detention basin | North Carolina | Raleigh | unknown | pond retrofit, age of pond unknown, dry detention newly constructed | volunteer vegetation | unknown | n/a | floating skimmer outlet - retrofit designs added to dry detention basin to increase pollutant removal efficiency | no | forebay | No vegetative maintenance (mowing, trimming, etc.) occurred in the dry detention basin during the four months of testing | 89.67 | 26 | 13.5 |  | -4.5 |  | 38.5 |  |  | 53.8 | 59.8 | [7 empty] | -34.8 | -64 | -5.5 |  |  | -10.7 (Cd) |  | mean removal efficiency (concentration-based) | 1.58 | 1.347 | 0.1737 | 0.1234 | 1.092 | 1.136 |  |  |  |  | 0.4876 | 0.211 | 0.05196 | 0.03165 |  |  |  |  | 0.0853 | 0.0343 |  |  |  |  | 78.5 | 7.75 | [8 empty] | 5.68 | 7.37 | 14.3 | 22.3 | 5.32 | 4.53
Ellis. 2021. Dry Detention Basin Optimization for Water Quality Treatment: Controlled Plot Trials. These submitted to North Carolina State University | thesis | dry detention basin | North Carolina | Raleigh | unknown | pond retrofit, age of pond unknown, dry detention newly constructed | volunteer vegetation | unknown | n/a | porous coir baffles and floating skimmer outlet - retrofit designs added to dry detention basin to increase pollutant removal efficiency | no | forebay | No vegetative maintenance (mowing, trimming, etc.) occurred in the dry detention basin during the four months of testing | 85.67 | 22 | 16.83 |  | -0.167 |  | 45.8 |  |  | 50.2 | 83.7 | [7 empty] | -22.8 | -41.8 | 45.2 |  |  | 3.83 (Cd) |  | mean removal efficiency (concentration-based) | 1.815 | 1.469 | 0.2019 | 0.1425 | 1.238 | 1.234 |  |  |  |  | 0.5777 | 0.2348 | 0.06257 | 0.3165 |  |  |  |  | 0.0657 | 0.00642 |  |  |  |  | 99.6 | 12.43 | [8 empty] | 7.07 | 8 | 18.5 | 22 | 6.65 | 3.07
EPA. 2005. National Management Measures to Control Nonpoint Source Pollution from Urban Areas. EPA-841-B-05-004 | EPA report | Dry Ponds | n/a | n/a | n/a | n/a | n/a | n/a | n/a | This includes quality control ponds and dry extended detention ponds | n/a | n/a | n/a | 47 | 19 | 25 | [6 empty] | 3.5 | [8 empty] | 26 | 26 | [5 empty] | median pollutant removal | [48 empty] | These values are from Table 5.8, which provides data from Caraco and Winer 2000, which is an older version of CWP/ Winer 2007
EPA. 2005. National Management Measures to Control Nonpoint Source Pollution from Urban Areas. EPA-841-B-05-004 | EPA report | Wet Ponds | n/a | n/a | n/a | n/a | n/a | n/a | n/a | This includes wet extended detention ponds, multiple pond systems, and wet ponds | n/a | n/a | n/a | 80 | 51 | 33 | [6 empty] | 43 | 65 | [7 empty] | 57 | 66 | [5 empty] | median pollutant removal | [48 empty] | These values are from Table 5.8, which provides data from Caraco and Winer 2000, which is an older version of CWP/ Winer 2007
EPA. 2005. National Management Measures to Control Nonpoint Source Pollution from Urban Areas. EPA-841-B-05-004 | EPA report | Wetlands | n/a | n/a | n/a | n/a | n/a | n/a | n/a | This includes shallow marsh, extended detention wetland, pond/wetland system, submerged gravel wetland | n/a | n/a | n/a | 76 | 49 | 30 | [6 empty] | 67 | 48 | [7 empty] | 40 | 44 | [5 empty] | median pollutant removal | [48 empty] | These values are from Table 5.8, which provides data from Caraco and Winer 2000, which is an older version of CWP/ Winer 2007
EPA. 2005. National Management Measures to Control Nonpoint Source Pollution from Urban Areas. EPA-841-B-05-004 | EPA report | Filtering Practices | n/a | n/a | n/a | n/a | n/a | n/a | n/a | This includes organic filter, surface sand filter, bioretention | n/a | n/a | n/a | 86 | 59 | 38 | [6 empty] | -14 | 57 | [7 empty] | 49 | 88 | [5 empty] | median pollutant removal | [48 empty] | These values are from Table 5.8, which provides data from Caraco and Winer 2000, which is an older version of CWP/ Winer 2007
EPA. 2005. National Management Measures to Control Nonpoint Source Pollution from Urban Areas. EPA-841-B-05-004 | EPA report | Open Channel Practices | n/a | n/a | n/a | n/a | n/a | n/a | n/a | This includes infiltration trench, porous pavement, ditches (not designed for water quality), grass channel, dry swale, wet swale | n/a | n/a | n/a | 81 | 34 | 84 | [6 empty] | 31 | 1 | [7 empty] | 51 | 71 | [5 empty] | median pollutant removal | [48 empty] | These values are from Table 5.8, which provides data from Caraco and Winer 2000, which is an older version of CWP/ Winer 2007
EPA. 2005. National Management Measures to Control Nonpoint Source Pollution from Urban Areas. EPA-841-B-05-004 | EPA report | oil-grit separator | n/a | n/a | n/a | n/a | n/a | n/a | n/a |  | n/a | n/a | n/a | -8 | -41 | [7 empty] | 47 | 40 | [7 empty] | -11 | 17 | [5 empty] | median pollutant removal | [48 empty] | These values are from Table 5.8, which provides data from Caraco and Winer 2000, which is an older version of CWP/ Winer 2007
Geosyntec, Oregon State University, University of Florida, and LID Center. No Date. Evaluation of Best Management Practices and Low Impact Development for Highway Runoff Control. Prepared for National Cooperative Highway Research Program. Transportation Research Board and National Research Council. | white paper | Detention Pond | n/a | n/a | n/a | n/a | n/a | n/a | n/a |  | n/a | n/a | n/a | [28 empty] | 0.4 | 0.3 | 1.99 | 1.87 |  |  | 0.89 | 0.64 | [14 empty] | 87.73 | 41.35 | [8 empty] | 32.28 | 18.9 | 273.84 | 85.26 | 69.2 | 15.02 | [8 empty] | These values are from Table 6-3, which has median concentrations from International BMP database (as of 2004) (published in 2006 or later)
Geosyntec, Oregon State University, University of Florida, and LID Center. No Date. Evaluation of Best Management Practices and Low Impact Development for Highway Runoff Control. Prepared for National Cooperative Highway Research Program. Transportation Research Board and National Research Council. | white paper | Wet Pond | n/a | n/a | n/a | n/a | n/a | n/a | n/a |  | n/a | n/a | n/a | [26 empty] | 1.49 | 1.17 | 0.53 | 0.16 | 1.06 | 0.84 |  |  | 1.15 | 0.48 | [14 empty] | 88.38 | 19 | [8 empty] | 17.89 | 6.92 | 75.29 | 28.63 | 33.34 | 6.68 | [8 empty] | These values are from Table 6-3, which has median concentrations from International BMP database (as of 2004) (published in 2006 or later)
Geosyntec, Oregon State University, University of Florida, and LID Center. No Date. Evaluation of Best Management Practices and Low Impact Development for Highway Runoff Control. Prepared for National Cooperative Highway Research Program. Transportation Research Board and National Research Council. | white paper | Wetland Basin | n/a | n/a | n/a | n/a | n/a | n/a | n/a |  | n/a | n/a | n/a | [26 empty] | 2.56 | 2.42 | 2.91 | 0.15 | 1.23 | 1.33 |  |  | 0.63 | 0.46 | [14 empty] | 82.12 | 19.68 | [10 empty] | 164.27 | 118.73 | 12.63 | 3.25 | [8 empty] | These values are from Table 6-3, which has median concentrations from International BMP database (as of 2004) (published in 2006 or later)
Geosyntec, Oregon State University, University of Florida, and LID Center. No Date. Evaluation of Best Management Practices and Low Impact Development for Highway Runoff Control. Prepared for National Cooperative Highway Research Program. Transportation Research Board and National Research Council. | white paper | Biofilter | n/a | n/a | n/a | n/a | n/a | n/a | n/a |  | n/a | n/a | n/a | [26 empty] | 0.58 | 0.69 | 0.19 | 0.32 | 2.27 | 1.6 |  |  | 0.31 | 0.5 | [14 empty] | 51.95 | 24.6 | [8 empty] | 21.8 | 10.01 | 129.17 | 39.44 | 19.56 | 6.95 | [8 empty] | These values are from Table 6-3, which has median concentrations from International BMP database (as of 2004) (published in 2006 or later)
Geosyntec, Oregon State University, University of Florida, and LID Center. No Date. Evaluation of Best Management Practices and Low Impact Development for Highway Runoff Control. Prepared for National Cooperative Highway Research Program. Transportation Research Board and National Research Council. | white paper | Media Filter | n/a | n/a | n/a | n/a | n/a | n/a | n/a |  | n/a | n/a | n/a | [28 empty] | 0.25 | 0.14 | 2.2 | 1.79 |  |  | 0.55 | 0.82 | [14 empty] | 61.14 | 25.47 | [8 empty] | 15.29 | 9.81 | 121.8 | 64.96 | 15.61 | 5.5 | [8 empty] | These values are from Table 6-3, which has median concentrations from International BMP database (as of 2004) (published in 2006 or later)
Geosyntec, Oregon State University, University of Florida, and LID Center. No Date. Evaluation of Best Management Practices and Low Impact Development for Highway Runoff Control. Prepared for National Cooperative Highway Research Program. Transportation Research Board and National Research Council. | white paper | Hydrodynamic Devices | n/a | n/a | n/a | n/a | n/a | n/a | n/a |  | n/a | n/a | n/a | [28 empty] | 0.79 | 0.19 | 6.37 | 4.68 | [18 empty] | 110.74 | 40.34 | [8 empty] | 21.43 | 14.13 | 167.1 | 89.66 | 21.96 | 12.98 | [8 empty] | These values are from Table 6-3, which has median concentrations from International BMP database (as of 2004) (published in 2006 or later)
Hathaway and Hunt. 2010. Evaluation of Stormwater Wetlands in Series in Piedmont North Carolina. Journal of Environmental Engineering. 136(1) | peer reviewed | stormwater wetlands | North Carolina | Mooresville | mixed, 60% impervious | 2 years | rushes, perennials, (volunteer) cattails | Cecil fine sandy loam | n/a | treatment train of three wetland cells connected by plastic or concrete pipes; higher than expected infiltration | n/a | forebay | [27 empty] | 1.74 | 0.72 | 0.31 | 0.1 | 1.3 | 0.67 | 0.28 | 0.03 |  |  | 0.44 | 0.07 |  |  |  |  | 1 | 0.64 | [6 empty] | 77 | 9 | [18 empty] | 39 | 10 |  |  | average EMC, values represent change from inlet to outlet of cell 3, most reductions occurred in cell 1, and cell 2 to a lesser extent
Hathaway and Hunt. 2010. Evaluation of Stormwater Wetlands in Series in Piedmont North Carolina. Journal of Environmental Engineering. 136(1) | peer reviewed | stormwater wetlands | North Carolina | Mooresville | mixed, 60% impervious | 2 years | rushes, perennials, (volunteer) cattails | Cecil fine sandy loam | n/a | treatment train of three wetland cells connected by plastic or concrete pipes; higher than expected infiltration | n/a | forebay | [27 empty] | 1.68 | 0.73 | 0.26 | 0.09 | 1.25 | 0.69 | 0.21 | 0.02 |  |  | 0.4 | 0.03 |  |  |  |  | 0.98 | 0.66 | [6 empty] | 81 | 8 | [18 empty] | 36 | 10 |  |  | median EMC, values represent change from inlet to outlet of cell 3, , most reductions occurred in cell 1, and cell 2 to a lesser extent
Hathaway and Hunt. 2010. Evaluation of Stormwater Wetlands in Series in Piedmont North Carolina. Journal of Environmental Engineering. 136(1) | peer reviewed | stormwater wetlands | North Carolina | Mooresville | mixed, 60% impervious | 2 years | rushes, perennials, (volunteer) cattails | Cecil fine sandy loam | n/a | treatment train of three wetland cells connected by plastic or concrete pipes; higher than expected infiltration | n/a | forebay |  | 84 | 62 | 52 |  | 44 | 85 |  |  | 32 | 67 | [14 empty] | 62 | EMC, inlet to cell 1 | [48 empty] | removal efficiencies represent removal from cell 1
Hathaway and Hunt. 2010. Evaluation of Stormwater Wetlands in Series in Piedmont North Carolina. Journal of Environmental Engineering. 136(1) | peer reviewed | stormwater wetlands | North Carolina | Mooresville | mixed, 60% impervious | 2 years | rushes, perennials, (volunteer) cattails | Cecil fine sandy loam | n/a | treatment train of three wetland cells connected by plastic or concrete pipes; higher than expected infiltration | n/a | forebay |  | 11 | 3 | 12 |  | 9 | 26 |  |  | 7 | 47 | [14 empty] | 9 | EMC cell 1 to cell 2 | [48 empty] | removal efficiencies represent removal from cell 2
Hathaway and Hunt. 2010. Evaluation of Stormwater Wetlands in Series in Piedmont North Carolina. Journal of Environmental Engineering. 136(1) | peer reviewed | stormwater wetlands | North Carolina | Mooresville | mixed, 60% impervious | 2 years | rushes, perennials, (volunteer) cattails | Cecil fine sandy loam | n/a | treatment train of three wetland cells connected by plastic or concrete pipes; higher than expected infiltration | n/a | forebay |  | 18 | 11 | 3 |  | -1 | 13 |  |  | -2 | 12 | [14 empty] | 24 | EMC cell 2 to cell 3 | [48 empty] | removal efficiencies represent removal from cell 3
Hathaway, Hunt, Smith and Johnson. 2007. City of Charlotte Pilot BMP Monitoring Program Pierson Pond. Submitted to City of Charlotte - Stormwater Services. Prepared by North Carolina State University, Department of Biological and Agricultural Engineering | report to city | wet pond | North Carolina | Charlotte, Pierson Pond | mixed commmercial/large lot residential | 50-70 years | lacking emergent aquatic vegetation | unknown | n/a | no detention component, stable banks, retrofit in 1990s, littoral shelf added, but no vegetation grows on shelf due to browsing, poor soil and water depth | n/a | riprap apron, but inlet is partially submerged | unknown | 56 | 41 | 23 |  | 15 |  | 28 |  |  | 45 |  |  |  |  | 42 | 45 | 57 |  | 40 | 49 | 26 | 13 | -13 |  | 44 | EMC | 2.4 | 1.9 | 0.3 | 0.2 | 1.8 | 1.5 |  |  |  |  | 0.6 | 0.3 | 0.3 | 0.2 | [10 empty] | 127 | 56.1 | 41.2 | 24 | 9.2 | 5.1 | 24609.1 | 10545.5 |  |  | 13.5 | 8.1 | 80.3 | 40.8 | 9 | 6.6 | 4861.9 | 4254.1 | 175.7 | 299.1 | 110.9 | 61.6 |  |  | inflow and outflow volumes are assumed to be about the same
Hathaway, Hunt, Smith and Johnson. 2007. City of Charlotte Pilot BMP Monitoring Program Pierson Pond. Submitted to City of Charlotte - Stormwater Services. Prepared by North Carolina State University, Department of Biological and Agricultural Engineering | report to city | wet pond | North Carolina | Piedmont region | unknown | unknown | unknown | unknown | n/a | summary of efficiencies from Schueler 2000 (book) (Article 76 - Piedmont) | n/a | unknown | unknown | 20 | 40 |  | 30 | [5 empty] | 66 | [15 empty] | unknown
Hathaway, Hunt, Smith and Johnson. 2007. City of Charlotte Pilot BMP Monitoring Program Pierson Pond. Submitted to City of Charlotte - Stormwater Services. Prepared by North Carolina State University, Department of Biological and Agricultural Engineering | report to city | wet pond | North Carolina | Piedmont region | unknown | unknown | unknown | unknown | n/a | summary of efficiencies from Schueler 2000 (book) (Article 76 - Davis) | n/a | unknown | unknown | 60 | 46 |  | 16 | [5 empty] | 18 | [9 empty] | 39 | 51 |  |  |  |  | unknown
Hathaway J, Hunt W, Jadlocki S. 2009. Indicator bacteria removal in storm-water best management practices in Charlotte, North Carolina. Journal of Environmental Engineering 135(12): 1275-1285 | peer reviewed | dry detention | North Carolina | Charlotte | office park buildings and parking lot | unknown | grass | unknown | n/a | some erosion and sedimentation, birds and droppings were noted around basin and sampling equipment | n/a | unknown | mowed frequently | [16 empty] | -45 | -22 | [7 empty] | Geometric average concentration reduction efficiency | [30 empty] | 1985 | 2873 | 915 | 1121
Hathaway J, Hunt W, Jadlocki S. 2009. Indicator bacteria removal in storm-water best management practices in Charlotte, North Carolina. Journal of Environmental Engineering 135(12): 1275-1285 | peer reviewed | dry detention | North Carolina | Charlotte | office park buildings and parking lot | unknown | grass | unknown | n/a | some erosion and sedimentation, birds and droppings were noted around basin and sampling equipment | n/a | unknown | mowed frequently | [16 empty] | -20 | 0 | [38 empty] | 1327 | 1590 | 655 | 658
Hathaway J, Hunt W, Jadlocki S. 2009. Indicator bacteria removal in storm-water best management practices in Charlotte, North Carolina. Journal of Environmental Engineering 135(12): 1275-1285 | peer reviewed | wet pond | North Carolina | Charlotte | residential | 50-70 years | unknown | unknown | n/a | no detention component; retrofit in 1990s, littoral shelf added, but no vegetation grows on shelf. Waterfowl observed. This is likely Pierson Pond | n/a | unknown | [17 empty] | 70 | 46 | [38 empty] | 9033 | 2703 | 2122 | 1153 | [15 empty] | Hathaway, Hunt, Smith and Johnson. 2007. City of Charlotte Pilot BMP Monitoring Program Pierson Pond. Submitted to City of Charlotte - Stormwater Services. Prepared by North Carolina State University, Department of Biological and Agricultural Engineering
Hathaway J, Hunt W, Jadlocki S. 2009. Indicator bacteria removal in storm-water best management practices in Charlotte, North Carolina. Journal of Environmental Engineering 135(12): 1275-1285 | peer reviewed | Wetland Basin | North Carolina | Charlotte | residential | unknown | very little vegetation | unknown | n/a | shallow water depths, lack of vegetation results in full sun exposure, waterfowl observed | n/a | unknown | [17 empty] | 98 | 96 | [38 empty] | 9560 | 184 | 2400 | 106
Hathaway J, Hunt W, Jadlocki S. 2009. Indicator bacteria removal in storm-water best management practices in Charlotte, North Carolina. Journal of Environmental Engineering 135(12): 1275-1285 | peer reviewed | Wetland Basin | North Carolina | Charlotte | residential and school | unknown | exceptional plant growth | unknown | n/a | overland flow to wetland not monitored | n/a | unknown | [17 empty] | 56 | 33 | [38 empty] | 8724 | 3874 | 1295 | 864
Hathaway J, Hunt W, Jadlocki S. 2009. Indicator bacteria removal in storm-water best management practices in Charlotte, North Carolina. Journal of Environmental Engineering 135(12): 1275-1285 | peer reviewed | bioretention | North Carolina | Charlotte | parking lot | unknown | dense vegetation; perennial grasses, trees, shrubs | sandy loam | loamy sand (5.7% silt and clay) | described in Hunt et al 2008; diaper and birds noted as potential sources | yes - standard | forebay | [17 empty] | 89 | 92 | [38 empty] | 2420 | 258 | 214 | 20 | [15 empty] | Hunt et al. 2008; McNett, Hunt and Davis 2011; and Hunt and Lord 2006
Hathaway J, Hunt W, Jadlocki S. 2009. Indicator bacteria removal in storm-water best management practices in Charlotte, North Carolina. Journal of Environmental Engineering 135(12): 1275-1285 | peer reviewed | proprietary | North Carolina | Charlotte | bus maintenance facility, parking and overhead shelters | unknown | n/a | n/a | n/a | Proprietary 1 - floatables and settleable solids are separated and captured | n/a | n/a | [17 empty] | 59 | -2 | [38 empty] | 667 | 277 | 36 | 37
Hathaway J, Hunt W, Jadlocki S. 2009. Indicator bacteria removal in storm-water best management practices in Charlotte, North Carolina. Journal of Environmental Engineering 135(12): 1275-1285 | peer reviewed | proprietary | North Carolina | Charlotte | bus maintenance facility, parking and overhead shelters | unknown | n/a | n/a | n/a | Proprietary 2 - forcing influent flows into swirl patter where settleable and floatble solids force to the center separation chamber | n/a | n/a | [17 empty] | -57 | -269 | [38 empty] | 235 | 368 | 4 | 14
Hathaway J, Hunt W, Jadlocki S. 2009. Indicator bacteria removal in storm-water best management practices in Charlotte, North Carolina. Journal of Environmental Engineering 135(12): 1275-1285 | peer reviewed | proprietary | North Carolina | Charlotte | bus maintenance facility, parking and overhead shelters | unknown | n/a | n/a | n/a | Proprietary 3 -series of chambers where floatable solids captured and sedimentation occurred | n/a | n/a | [17 empty] | -62 | -7 | [38 empty] | 1472 | 2379 | 183 | 196
Herrera Environmental Consultants and GeoSyntec. 2010. Filterra Bioretention Systems: Technical Basis for High Flow Rate Treatment and Evaluation of Stormwater Quality Performance. Prepared for Contech Engineered Solutions LLC. | prepared for manufacturer | Filterra - modular bioretention | Virginia | Falls Church | n/a | n/a | n/a | n/a | proprietary Filterra media | study of 1 Filterra installation | yes | n/a | Must keep sediment from building up on the surface of the Filterra® system. If routine maintenance is performed, the Filterra® system will theoretically last indefinitely. The only major maintenance required is replacement of the plant if it should die. | 87.5 | 59.7 |  |  | 39.5 | [13 empty] | 33.2 | 48.1 | [5 empty] | Efficiency ratio based on influent and effluent EMCs |  |  | 0.23 | 0.09 | 2.22 | 1.27 | [18 empty] | 28.8 | 5.2 | [8 empty] | 0.015 | 0.01 U (below detection limit) | 0.07 | 0.023 | [10 empty] | Results of TARP study
Herrera Environmental Consultants and GeoSyntec. 2010. Filterra Bioretention Systems: Technical Basis for High Flow Rate Treatment and Evaluation of Stormwater Quality Performance. Prepared for Contech Engineered Solutions LLC. | prepared for manufacturer | Filterra - modular bioretention | Virginia | Falls Church | n/a | n/a | n/a | n/a | proprietary Filterra media | study of 1 Filterra installation | yes | n/a | Must keep sediment from building up on the surface of the Filterra® system. If routine maintenance is performed, the Filterra® system will theoretically last indefinitely. The only major maintenance required is replacement of the plant if it should die. | 83.3 | 69.5 | [23 empty] | Efficiency ratio based on influent and effluent EMCs |  |  | 0.58 | 0.18 | [20 empty] | 66.3 | 11.1 | [22 empty] | Results of TARP Addendum study
Herrera Environmental Consultants and GeoSyntec. 2010. Filterra Bioretention Systems: Technical Basis for High Flow Rate Treatment and Evaluation of Stormwater Quality Performance. Prepared for Contech Engineered Solutions LLC. | prepared for manufacturer | Filterra - modular bioretention | Maryland and Virginia | n/a | n/a | n/a | n/a | n/a | proprietary Filterra media | study of 3 Filterra installations | yes | n/a | Must keep sediment from building up on the surface of the Filterra® system. If routine maintenance is performed, the Filterra® system will theoretically last indefinitely. The only major maintenance required is replacement of the plant if it should die. | 88.3 | 44.8 | [16 empty] | 76.9 | 78.7 | [5 empty] | Efficiency ratio based on influent and effluent EMCs |  |  | 1.15 | 0.49 | [20 empty] | 71 | 8.3 | [8 empty] | 0.083 | 0.029 | 88.7 | 18.1 | [10 empty] | Results from "performance over time" study"
Herrera Environmental Consultants and GeoSyntec. 2010. Filterra Bioretention Systems: Technical Basis for High Flow Rate Treatment and Evaluation of Stormwater Quality Performance. Prepared for Contech Engineered Solutions LLC. | prepared for manufacturer | Filterra - modular bioretention | Washington | Port of Tacoma | n/a | n/a | n/a | n/a | proprietary Filterra media | study of 2 Filterra installations | n/a | n/a | Must keep sediment from building up on the surface of the Filterra® system. If routine maintenance is performed, the Filterra® system will theoretically last indefinitely. The only major maintenance required is replacement of the plant if it should die. | 85.2 | 8.5 | [16 empty] | 58 | 73.4 | [5 empty] | Efficiency ratio based on influent and effluent EMCs |  |  | 0.19 | 0.17 | [20 empty] | 28.8 | 4.3 | [8 empty] | 0.0082 | 0.0037 | 0.516 | 0.23 | [10 empty] | Results from TAPE study
Herrera Environmental Consultants and GeoSyntec. 2010. Filterra Bioretention Systems: Technical Basis for High Flow Rate Treatment and Evaluation of Stormwater Quality Performance. Prepared for Contech Engineered Solutions LLC. | prepared for manufacturer | Filterra - modular bioretention | Washington | Bellingham | n/a | n/a | n/a | n/a | proprietary Filterra media | study of 1 Filterra installation | n/a | n/a | Must keep sediment from building up on the surface of the Filterra® system. If routine maintenance is performed, the Filterra® system will theoretically last indefinitely. The only major maintenance required is replacement of the plant if it should die. | 86.9 | 56.5 | [23 empty] | Efficiency ratio based on influent and effluent EMCs |  |  | 0.16 | 0.065 | [20 empty] | 68.9 | 7.4 | [22 empty] | Results from Bellingham study
Hunt, W. F., and W. G. Lord. 2006. Urban Waterways: Bioretention Performance, Design, Construction, and Maintenance. N.C. Cooperative Extension, N.C. State University | white paper | bioretention | North Carolina | Greensboro | parking lot | 1-3 years | perennials, trees | Madison clay loam | high P-index | cell 1 - filled with a high P-Index soil media and had a standard drainage configuration | yes - standard | unknown | bioretention areas must be pruned, mulched, and even initially watered and limed. Grassed bioretention cells are usually mowed. |  | -240 (year 1); -39 (year 2-3) | 40 (year 1); 33 (year 2-3) | [15 empty] | 65-99 | 65-99 | [5 empty] | pollutant load removal | [49 empty] | see also Hunt, Jarrett, Smith and Sharkey 2006
Hunt, W. F., and W. G. Lord. 2006. Urban Waterways: Bioretention Performance, Design, Construction, and Maintenance. N.C. Cooperative Extension, N.C. State University | white paper | bioretention | North Carolina | Greensboro | parking lot | 1-3 years | perennials, trees | Madison clay loam | medium P-index | cell 2 - contained a medium P-Index media and utilized an alternative drainage configuration, an internal water storage (IWS) zone | yes- internal water storage | unknown | bioretention areas must be pruned, mulched, and even initially watered and limed. Grassed bioretention cells are usually mowed. |  | 9 | 43 | [15 empty] | 56-86 | 56-86 | [5 empty] | pollutant load removal | [49 empty] | see also Hunt, Jarrett, Smith and Sharkey 2006
Hunt, W. F., and W. G. Lord. 2006. Urban Waterways: Bioretention Performance, Design, Construction, and Maintenance. N.C. Cooperative Extension, N.C. State University | white paper | bioretention | North Carolina | Chapel Hill, University Mall | parking lot | 1 year | trees, shrubs, grasses | Clay, clay loam, silty clay (White Store-urban complex) | low P-index |  | yes - standard | unknown | bioretention areas must be pruned, mulched, and even initially watered and limed. Grassed bioretention cells are usually mowed. |  | 65 | 40 | [22 empty] | pollutant load removal | [49 empty] | see also Hunt, Jarrett, Smith and Sharkey 2006 and Johnson and Hunt 2019
Hunt, W. F., and W. G. Lord. 2006. Urban Waterways: Bioretention Performance, Design, Construction, and Maintenance. N.C. Cooperative Extension, N.C. State University | white paper | bioretention | North Carolina | Louisburg | n/a | 1 year | trees, shrubs, mulch | unknown | very low P-index | cell 1 | yes | unknown | bioretention areas must be pruned, mulched, and even initially watered and limed. Grassed bioretention cells are usually mowed. |  | 66 | 64 | [22 empty] | pollutant load removal | [49 empty] | Li, H., Sharkey, L. J., Hunt, W. F., and Davis, A. P. (2009). “Mitigation of impervious surface hydrology using bioretention in North Carolina and Maryland.” J. Hydrol. Eng., 14(4), 407–415.; McNett, Hunt and Davis 2011
Hunt, W. F., and W. G. Lord. 2006. Urban Waterways: Bioretention Performance, Design, Construction, and Maintenance. N.C. Cooperative Extension, N.C. State University | white paper | bioretention | North Carolina | Louisburg | n/a | 1 year | trees, shrubs, mulch | unknown | very low P-index | cell 2 | yes | unknown | bioretention areas must be pruned, mulched, and even initially watered and limed. Grassed bioretention cells are usually mowed. |  | 22 | 68 | [22 empty] | pollutant load removal | [49 empty] | Li, H., Sharkey, L. J., Hunt, W. F., and Davis, A. P. (2009). “Mitigation of impervious surface hydrology using bioretention in North Carolina and Maryland.” J. Hydrol. Eng., 14(4), 407–415.; McNett, Hunt and Davis 2011
Hunt, W. F., and W. G. Lord. 2006. Urban Waterways: Bioretention Performance, Design, Construction, and Maintenance. N.C. Cooperative Extension, N.C. State University | white paper | bioretention | North Carolina | Charlotte, Hal Marshall Municipal Building | n/a | 1-2 years | trees, shrubs, mulch | unknown | low P-index |  | yes - standard | forebay | bioretention areas must be pruned, mulched, and even initially watered and limed. Grassed bioretention cells are usually mowed. |  | 68 | 65 | [13 empty] | >90 | [8 empty] | pollutant load removal | [49 empty] | Hunt et al. 2008; McNett, Hunt and Davis 2011; and Hathaway, Hunt and Jadlocki 2009
Khambhammettu, Pitt, Andoh and Clark. 2007. "UpFlow filtration for the treatment of stormwater at critical source areas" Chapter 9 in Contemporary Modeling of Urban Water Systems Monograph 15 (Edited by W. James, E.A. McBean, R.E.Pitt, and S.J. Wright). CHI Guelph, Ontario, pp185-204 | book | UpFlo - proprietary filtering device | Alabama | Tuscaloosa | city hall - impervious roof and parking areas | <1 year | n/a | n/a | proprietary media |  | n/a | debris screen |  | 70 | 18 |  | 0 |  |  | 45 | [7 empty] | 27 |  |  | 31 | 33 | 23 | 65 |  |  |  | 65 | percent removal based on average concentrations |  |  | 0.94 | 0.77 |  |  |  |  | 0.7 | 0.7 |  |  | 0.44 | 0.24 | [10 empty] | 64 | 19 | 111 | 81 |  |  |  |  | 4750 | 3290 | 13 | 8.7 | 169 | 130 | 15.5 | 5.5 |  |  |  |  | 43 | 15
Knight, Hunt and Winston. 2013. Side by Side evaluation of four level spreader vegetated filter strips and a swale in eastern North Carolina. Journal of Soil and Water Conservation. 68(1) | peer reviewed | level spreader–vegetated filter strip (small) | North Carolina | Wilson (edge of upper coastal plain) | Elementary School (56% impervious) | n/a | Warm season grass sod; Eremochloa ophiuroides (centipede) and Cynodon transvalensis × Cynodon dactylon (Bermuda grass) | Sandy loam (0 to 30 cm)/loam and clay loam (30 to 61 cm) | none | none | n/a | forebay |  | 81 | -126 | 13 |  | 15 | 56 |  |  | 3 | 2 | -345 | 46 | [6 empty] | -115 | -77 |  |  |  | 19 (Cd) |  | EMC efficiency | [48 empty] | upper coastal plain
Knight, Hunt and Winston. 2013. Side by Side evaluation of four level spreader vegetated filter strips and a swale in eastern North Carolina. Journal of Soil and Water Conservation. 68(1) | peer reviewed | level spreader–vegetated filter strip (large) | North Carolina | Wilson (edge of upper coastal plain) | Elementary School (56% impervious) | n/a | Warm season grass sod; Eremochloa ophiuroides (centipede) and Cynodon transvalensis × Cynodon dactylon (Bermuda grass) | Sandy loam (0 to 30 cm)/loam and clay loam (30 to 61 cm) | none | none | n/a | forebay |  | 84 | -102 | 15 |  | 22 | 74 |  |  | 6 | -18 | -304 | 46 | [6 empty] | -82 | 83 |  |  |  | 19 (Cd) |  | EMC efficiency | [48 empty] | upper coastal plain
Knight, Hunt and Winston. 2013. Side by Side evaluation of four level spreader vegetated filter strips and a swale in eastern North Carolina. Journal of Soil and Water Conservation. 68(1) | peer reviewed | level spreader–vegetated filter strip (small amended) | North Carolina | Wilson (edge of upper coastal plain) | Elementary School (56% impervious) | n/a | Warm season grass sod; Eremochloa ophiuroides (centipede) and Cynodon transvalensis × Cynodon dactylon (Bermuda grass) | Sand and sandy clay loam (0 to 30 cm)/sandy clay loam (30 to 61 cm) | sand and ViroPhos (sand and sandy clay loam 0-30cm and sandy clay loam 30-61 cm) | Phosphorus sorptive amendment | n/a | forebay |  | 89 | 2 | 40 |  | 39 | 64 |  |  | 32 | 43 | -45 | 53 | [6 empty] | -40 | 89 |  |  |  | 19 (Cd) |  | EMC efficiency | [48 empty] | upper coastal plain
Knight, Hunt and Winston. 2013. Side by Side evaluation of four level spreader vegetated filter strips and a swale in eastern North Carolina. Journal of Soil and Water Conservation. 68(1) | peer reviewed | level spreader–vegetated filter strip (large amended) | North Carolina | Wilson (edge of upper coastal plain) | Elementary School (56% impervious) | n/a | Warm season grass sod; Eremochloa ophiuroides (centipede) and Cynodon transvalensis × Cynodon dactylon (Bermuda grass) | Sand and sandy clay loam (0 to 30 cm)/sandy clay loam (30 to 61 cm) | sand and ViroPhos (sand and sandy clay loam 0-30cm and sandy clay loam 30-61 cm) | Phosphorus sorptive amendment | n/a | forebay |  | 91 | -46 | 27 |  | 24 | 77 |  |  | 9 | 38 | -161 | 55 | [6 empty] | -52 | 89 |  |  |  | 19 (Cd) |  | EMC efficiency | [48 empty] | upper coastal plain
Knight, Hunt and Winston. 2013. Side by Side evaluation of four level spreader vegetated filter strips and a swale in eastern North Carolina. Journal of Soil and Water Conservation. 68(1) | peer reviewed | swale | North Carolina | Wilson (edge of upper coastal plain) | Elementary School (56% impervious) | n/a | Warm season grass sod; Eremochloa ophiuroides (centipede) and Cynodon transvalensis × Cynodon dactylon (Bermuda grass) | Sandy loam (0 to 30 cm)/loam and clay loam (30 to 61 cm) | none | none | n/a | forebay |  | 81 | -21 | 24 |  | 24 | 54 |  |  | 16 | 20 | -76 | 28 | [6 empty] | -147 | 72 |  |  |  | 19 (Cd) |  | EMC efficiency | [48 empty] | upper coastal plain
Koch et al. 2014. Nitrogen Removal by Stormwater Management Structures: A Data Synthesis. Journal of the American Water Resources Association. 50(6) 1594-1607 | peer reviewed | Dry ponds | n/a | n/a | n/a | n/a | n/a | n/a | n/a | none | n/a | n/a | n/a |  |  | 27 | [22 empty] | load removal efficiency from literature review
Koch et al. 2014. Nitrogen Removal by Stormwater Management Structures: A Data Synthesis. Journal of the American Water Resources Association. 50(6) 1594-1607 | peer reviewed | Dry extended detention ponds | n/a | n/a | n/a | n/a | n/a | n/a | n/a | none | n/a | n/a | n/a |  |  | 18 | [22 empty] | load removal efficiency from literature review
Koch et al. 2014. Nitrogen Removal by Stormwater Management Structures: A Data Synthesis. Journal of the American Water Resources Association. 50(6) 1594-1607 | peer reviewed | Wet Ponds | n/a | n/a | n/a | n/a | n/a | n/a | n/a | none | n/a | n/a | n/a |  |  | 40 | [22 empty] | load removal efficiency from literature review
Koch et al. 2014. Nitrogen Removal by Stormwater Management Structures: A Data Synthesis. Journal of the American Water Resources Association. 50(6) 1594-1607 | peer reviewed | Wetlands | n/a | n/a | n/a | n/a | n/a | n/a | n/a | none | n/a | n/a | n/a |  |  | 61 | [22 empty] | load removal efficiency from literature review
Koch et al. 2014. Nitrogen Removal by Stormwater Management Structures: A Data Synthesis. Journal of the American Water Resources Association. 50(6) 1594-1607 | peer reviewed | Swales | n/a | n/a | n/a | n/a | n/a | n/a | n/a | none | n/a | n/a | n/a |  |  | 50 | [22 empty] | load removal efficiency from literature review
Koch et al. 2014. Nitrogen Removal by Stormwater Management Structures: A Data Synthesis. Journal of the American Water Resources Association. 50(6) 1594-1607 | peer reviewed | Dry ponds | n/a | n/a | n/a | n/a | n/a | n/a | n/a | removal efficiencies cited from International Stormwater BMP Database (2012) | n/a | n/a | n/a |  |  | 0 | [22 empty] | load removal efficiency
Koch et al. 2014. Nitrogen Removal by Stormwater Management Structures: A Data Synthesis. Journal of the American Water Resources Association. 50(6) 1594-1607 | peer reviewed | Wet Ponds | n/a | n/a | n/a | n/a | n/a | n/a | n/a | removal efficiencies cited from International Stormwater BMP Database (2012) | n/a | n/a | n/a |  |  | 27 | [22 empty] | load removal efficiency
Koch et al. 2014. Nitrogen Removal by Stormwater Management Structures: A Data Synthesis. Journal of the American Water Resources Association. 50(6) 1594-1607 | peer reviewed | Wetlands | n/a | n/a | n/a | n/a | n/a | n/a | n/a | removal efficiencies cited from International Stormwater BMP Database (2012) | n/a | n/a | n/a |  |  | 2 | [22 empty] | load removal efficiency
Koch et al. 2014. Nitrogen Removal by Stormwater Management Structures: A Data Synthesis. Journal of the American Water Resources Association. 50(6) 1594-1607 | peer reviewed | Swales | n/a | n/a | n/a | n/a | n/a | n/a | n/a | removal efficiencies cited from International Stormwater BMP Database (2012) | n/a | n/a | n/a |  |  | 7 | [22 empty] | load removal efficiency
Koch et al. 2014. Nitrogen Removal by Stormwater Management Structures: A Data Synthesis. Journal of the American Water Resources Association. 50(6) 1594-1607 | peer reviewed | Dry ponds | n/a | n/a | n/a | n/a | n/a | n/a | n/a | removal efficiencies cited from Winer (2000) | n/a | n/a | n/a |  |  | 5 | [22 empty] | load removal efficiency
Koch et al. 2014. Nitrogen Removal by Stormwater Management Structures: A Data Synthesis. Journal of the American Water Resources Association. 50(6) 1594-1607 | peer reviewed | Dry extended detention ponds | n/a | n/a | n/a | n/a | n/a | n/a | n/a | removal efficiencies cited from Winer (2000) | n/a | n/a | n/a |  |  | 31 | [22 empty] | load removal efficiency
Koch et al. 2014. Nitrogen Removal by Stormwater Management Structures: A Data Synthesis. Journal of the American Water Resources Association. 50(6) 1594-1607 | peer reviewed | Wet Ponds | n/a | n/a | n/a | n/a | n/a | n/a | n/a | removal efficiencies cited from Winer (2000) | n/a | n/a | n/a |  |  | 33 | [22 empty] | load removal efficiency
Koch et al. 2014. Nitrogen Removal by Stormwater Management Structures: A Data Synthesis. Journal of the American Water Resources Association. 50(6) 1594-1607 | peer reviewed | Wetlands | n/a | n/a | n/a | n/a | n/a | n/a | n/a | removal efficiencies cited from Winer (2000) | n/a | n/a | n/a |  |  | 30 | [22 empty] | load removal efficiency
Koch et al. 2014. Nitrogen Removal by Stormwater Management Structures: A Data Synthesis. Journal of the American Water Resources Association. 50(6) 1594-1607 | peer reviewed | Swales | n/a | n/a | n/a | n/a | n/a | n/a | n/a | removal efficiencies cited from Winer (2000) | n/a | n/a | n/a |  |  | 84 | [22 empty] | load removal efficiency
Koch et al. 2014. Nitrogen Removal by Stormwater Management Structures: A Data Synthesis. Journal of the American Water Resources Association. 50(6) 1594-1607 | peer reviewed | Dry ponds | n/a | n/a | n/a | n/a | n/a | n/a | n/a | removal efficiencies cited from Simpson and Weammert (2009) | n/a | n/a | n/a |  |  | 38 | [22 empty] | load removal efficiency
Koch et al. 2014. Nitrogen Removal by Stormwater Management Structures: A Data Synthesis. Journal of the American Water Resources Association. 50(6) 1594-1607 | peer reviewed | Dry extended detention ponds | n/a | n/a | n/a | n/a | n/a | n/a | n/a | removal efficiencies cited from Simpson and Weammert (2009) | n/a | n/a | n/a |  |  | 31 | [22 empty] | load removal efficiency
Koch et al. 2014. Nitrogen Removal by Stormwater Management Structures: A Data Synthesis. Journal of the American Water Resources Association. 50(6) 1594-1607 | peer reviewed | Wet Ponds | n/a | n/a | n/a | n/a | n/a | n/a | n/a | removal efficiencies cited from Simpson and Weammert (2009) | n/a | n/a | n/a |  |  | 21 | [22 empty] | load removal efficiency
Koch et al. 2014. Nitrogen Removal by Stormwater Management Structures: A Data Synthesis. Journal of the American Water Resources Association. 50(6) 1594-1607 | peer reviewed | Wetlands | n/a | n/a | n/a | n/a | n/a | n/a | n/a | removal efficiencies cited from Simpson and Weammert (2009) | n/a | n/a | n/a |  |  | 19 | [22 empty] | load removal efficiency
Koch et al. 2014. Nitrogen Removal by Stormwater Management Structures: A Data Synthesis. Journal of the American Water Resources Association. 50(6) 1594-1607 | peer reviewed | Dry Pond | n/a | n/a | n/a | n/a | n/a | n/a | n/a | removal efficiencies cited in Koch et al. from Chesapeake Bay Program (2013) | n/a | n/a | n/a |  |  | 5 | [22 empty] | load removal efficiency
Koch et al. 2014. Nitrogen Removal by Stormwater Management Structures: A Data Synthesis. Journal of the American Water Resources Association. 50(6) 1594-1607 | peer reviewed | Dry extended detention ponds | n/a | n/a | n/a | n/a | n/a | n/a | n/a | removal efficiencies cited in Koch et al. from Chesapeake Bay Program (2013) | n/a | n/a | n/a |  |  | 20 | [22 empty] | load removal efficiency
Koch et al. 2014. Nitrogen Removal by Stormwater Management Structures: A Data Synthesis. Journal of the American Water Resources Association. 50(6) 1594-1607 | peer reviewed | Wet Ponds | n/a | n/a | n/a | n/a | n/a | n/a | n/a | removal efficiencies cited in Koch et al. from Chesapeake Bay Program (2013) | n/a | n/a | n/a |  |  | 20 | [22 empty] | load removal efficiency
Koch et al. 2014. Nitrogen Removal by Stormwater Management Structures: A Data Synthesis. Journal of the American Water Resources Association. 50(6) 1594-1607 | peer reviewed | Wetlands | n/a | n/a | n/a | n/a | n/a | n/a | n/a | removal efficiencies cited in Koch et al. from Chesapeake Bay Program (2013) | n/a | n/a | n/a |  |  | 20 | [22 empty] | load removal efficiency
Koch et al. 2014. Nitrogen Removal by Stormwater Management Structures: A Data Synthesis. Journal of the American Water Resources Association. 50(6) 1594-1607 | peer reviewed | Swales | n/a | n/a | n/a | n/a | n/a | n/a | n/a | removal efficiencies cited in Koch et al. from Chesapeake Bay Program (2013) | n/a | n/a | n/a |  |  | 1945-10-01 | [22 empty] | load removal efficiency
Line. 2006. Evaluating BMPs for Treating Stormwater and Wastewater from NCDOT's Highways, Industrial Facilities and Borrow Pits. North Carolina State University, North Carolina Department of Transportation | white paper | sediment trap | North Carolina | Wilson (edge of upper coastal plain) | borrow pit | n/a | n/a | Altavista fine sandy loam and the State loamy sand | n/a | The sediment trap was approximately 200 ft long and 64 ft wide with an upper section of 140 ft delineated by a rip-rap baffle and a lower section 60 ft | n/a | n/a |  | 63 | [8 empty] | -11 | [14 empty] | 48 | mean pollutant reduction efficiency (based on load) | [10 empty] | 0.22 | 0.25 | [12 empty] | 211 | 65 | [18 empty] | 234 | 122 | [14 empty] | 72 lbs | 78 lbs | [12 empty] | 70763 lbs | 25652 lbs
Line. 2006. Evaluating BMPs for Treating Stormwater and Wastewater from NCDOT's Highways, Industrial Facilities and Borrow Pits. North Carolina State University, North Carolina Department of Transportation | white paper | stormwater treatment wetland | North Carolina | Wilson (edge of upper coastal plain) | impervious roof and road surfaces, imperious asphalt and half gravel parking area and grass (75% of the drainage area is impervious) | new | water lilies, Pickerel weed, arrow arum, and lotus plants | unknown | n/a | Note that the wetland had too much deep, open water and not enough plants; hence, it functioned more like a pond than a wetland | n/a | unknown |  | 47 | -13 | -16 |  | -22 |  |  | 28 |  | -79 |  |  | -30 |  | 0 |  |  |  |  | 19 | 42 |  |  | -2 (Cr) | 13 | mean pollutant reduction efficiency (based on load) | 1.1 | 1.11 | 0.32 | 0.19 | 0.92 | 0.94 |  |  |  |  | 0.19 | 0.2 |  |  | 0.12 | 0.08 | [6 empty] | 0.08 | 0.04 | 74 | 35 | 47.9 | 41.7 | [8 empty] | 151.7 | 115.8 | 25.3 | 13.5 | [6 empty] | 3.5 | 3 | [53 empty] | 4.41 lbs/ac/yr |  | 1.39 lbs/ac/yr |  | 4.06 lbs/ac/yr | [5 empty] | 0.85 lbs/ac/yr |  | 0.55 lbs/ac/yr | [9 empty] | 0.35 lbs/ac/yr |  | 327 lbs/ac/yr |  | 210 lbs/ac/yr | [7 empty] | <0.220 lbs/ac/yr |  | 0.666 lbs/ac/yr |  | 0.111 lbs/ac/yr | [7 empty] | 0.016 lbs/ac/yr
Line. 2006. Evaluating BMPs for Treating Stormwater and Wastewater from NCDOT's Highways, Industrial Facilities and Borrow Pits. North Carolina State University, North Carolina Department of Transportation | white paper | extended detention pond | North Carolina | Taylorsville | 1/3 impervious roof and asphalt road surfaces and 2/3 soil and metal stockpile areas and grass | new | n/a | Cecil sandy clay loam or Cecil urban complex | n/a | none | n/a | rock-lined conveyance to pond |  | -65 | 9 | 10 |  | 19 |  |  | -8 |  | -21 |  |  | 2 |  | 35 |  |  |  |  | 4 | -25 |  |  | -21 (Cr); 35 (Ni) | 17 | mean pollutant reduction efficiency (based on load) | 3.32 | 1.71 | 0.44 | 0.22 | 1.65 | 1.21 |  |  |  |  | 1.56 | 0.51 |  |  | 0.2 | 0.22 | [6 empty] | 0.16 | 0.03 | 148 | 124 | 39.2 | 22.2 | [8 empty] | 72 | 65 | 9 | 9 |  |  |  |  | 178 | 201 | 20 | 20
Line. 2006. Evaluating BMPs for Treating Stormwater and Wastewater from NCDOT's Highways, Industrial Facilities and Borrow Pits. North Carolina State University, North Carolina Department of Transportation | white paper | level spreader | North Carolina | Hillsborough | salt and sand storage building with the open side - the roof and plastic covers prevent salt runoff, but occasionally salt plumes leave the building | New. Runoff monitoried before and after implementation | n/a | unknown | n/a | The level spreader was basically a small ditch cut on the contour. Designed to convey runoff water away form the roadside ditch along the gravel drive and disperse the runoff over a grassed area | n/a | no | grass downslope of level spreader was not cut higher (for water quality benefits), as requested | [19 empty] | 21 | 63 |  |  | 42 (Cr) |  | percent decrease of average storm event load
Lovern. 2000. Assessing the non-point source pollutant removal efficiencies of a two-basin stormwater management system in an urbanizing watershed. Thesis submitted to Virginia Polytechnic Institute and State University | Thesis | wet detention | Virginia | Blacksburg | Virginia Tech campus | 0-2 yrs | n/a | rock outcrops and alluvial soils (fine-grained silts and clays) and coarse-grained alluvium over disturbed residual soils | n/a | none | n/a | riprap protection |  | 19 | 2 | 5 | 19 | -26 |  | 8 |  |  |  | 0 |  |  | 13 | 21 | [10 empty] | EMC removal efficiency - median of the EMC removal efficiency values from individual storm events
Lovern. 2000. Assessing the non-point source pollutant removal efficiencies of a two-basin stormwater management system in an urbanizing watershed. Thesis submitted to Virginia Polytechnic Institute and State University | Thesis | dry detention | Virginia | Blacksburg | Virginia Tech campus | 0-2 yrs | n/a | rock outcrops and alluvial soils (fine-grained silts and clays) and coarse-grained alluvium over disturbed residual soils | n/a | none | n/a | unknown |  | 69 | 37 | 14 | 9 | 36 |  | 8 |  |  |  | 0 |  |  | -14 | 45 | [10 empty] | EMC removal efficiency - median of the EMC removal efficiency values from individual storm events
Lynch, Fox, Owen and Sample. 2015. Evaluation of commercial floating treatment wetland technologies for nutrient remediation of stormwater. Ecological Engineering 75 (61-69) | peer reviewed | floating wetlands | Virginia | Virginia Beach (coastal) | Nutrients in the pond water are attributed to runoff from nearby fertilized research plots upgradient | new | Juncus effusus (soft rush) | unknown | n/a | Beemats (Beemats LLC, New Smyrna Beach, FL, USA) | n/a | n/a | Beemat is a product that is less expensive and designed to be easily replaced after a season or two |  | 47.6 | 39.6 | [22 empty] | cumulative percent removal | [151 empty] | 0.007 g/m2/mat/day | 0.026 g/m2/mat/day
Lynch, Fox, Owen and Sample. 2015. Evaluation of commercial floating treatment wetland technologies for nutrient remediation of stormwater. Ecological Engineering 75 (61-69) | peer reviewed | floating wetlands | Virginia | Virginia Beach (coastal) | Nutrients in the pond water are attributed to runoff from nearby fertilized research plots upgradient | new | Juncus effusus (soft rush) | unknown | n/a | BioHaven1 floating islands (Floating Island International, Inc. Shepard, MT, USA) | n/a | n/a | Biohaven is a more expensive and more durable product, and is designed to be left in the pond for more than a few seasons |  | 4.07 | 25.1 | [22 empty] | cumulative percent removal | [151 empty] | 0.008 g/m2/mat/day | 0.025 g/m2/mat/day
Merriman and Hunt. 2014. Maintenance versus Maturation: Constructed Stormwater Wetland's Fifth Year Water Quality and Hydrologic Assessment. Journal of Environmental Engineering. 140 (10) | peer reviewed | constructed stormwater wetlands | North Carolina | River Bend (coastal) | medium density residential lots, an industrial area, and a golf course | 1 year | water lily, spatterdock, pickerel weed, lizard tail, arrow arum, duck potato, common rush, wool grass, marsh mallow, cardinal flower, pink fetterbush, pepperbush, softstem bulrush | sandy and very permeable | n/a | 40–60% vegetative coverage | n/a | unknown | not maintained for 5 years since contruction | -39 | 0 | -51 |  | -70 | -53 |  |  | -87 | 9 | 39 | [14 empty] | EMC reduction | 0.73 | 1.11 | 0.23 | 0.23 | 0.55 | 0.94 | 0.05 | 0.08 |  |  | 0.18 | 0.17 |  |  |  |  | 0.46 | 0.86 | 0.15 | 0.09 |  |  |  |  | 23.6 | 32.7 | [22 empty] | The same constructed wetland was monitored at 1 year and 5 years later | see also Lenhart and Hunt 2011, coastal | 0.6 kg | 0.38 kg | 0.18 kg | 0.09 kg | 0.51 kg | 0.33 kg | 0.06 kg | 0.03 kg |  |  | 0.08 kg | 0.05 kg |  |  |  |  | 0.45 kg | 0.3 kg | 0.12 kg | 0.05 kg |  |  |  |  | 24.7 kg | 12.6 kg
Merriman and Hunt. 2014. Maintenance versus Maturation: Constructed Stormwater Wetland's Fifth Year Water Quality and Hydrologic Assessment. Journal of Environmental Engineering. 140 (10) | peer reviewed | constructed stormwater wetlands | North Carolina | River Bend (coastal) | medium density residential lots, an industrial area, and a golf course | 5 years | spatterdock, pickerel weed, lizard tail, arrow arum, duck potato, common rush, wool grass, marsh mallow, cardinal flower, softstem bulrush, cattails, sweet flag, red maple, black gum, smooth alder, swamp rose, bog birch | sandy and very permeable | n/a | 90% vegetative coverage | n/a | unknown | not maintained for 5 years since contruction | 15 | 8 | 1 |  | -6 | 25 |  |  | -8 | 41 | 30 | [14 empty] | EMC reduction | 0.87 | 0.86 | 0.21 | 0.19 | 0.75 | 0.79 | 0.08 | 0.06 |  |  | 0.12 | 0.07 |  |  |  |  | 0.57 | 0.61 | 0.11 | 0.08 |  |  |  |  | 9.89 | 8.37 | [22 empty] | The same constructed wetland was monitored at 1 year and 5 years later; | see also Lenhart and Hunt 2011, coastal | 0.36 kg | 0.29 kg | 0.06 kg | 0.04 kg | 0.32kg | 0.26 kg | 0.03 kg | 0.03 kg |  |  | 0.04 kg | 0.03 kg |  |  |  |  | 0.28 kg | 0.23 kg | 0.05 kg | 0.03 kg |  |  |  |  | 3.08 kg | 3.31 kg
Moore et al. 2011. Organic nitrogen exports from urban stormwater wetlands in North Carolina. Ecological Engineering. 37(4): 589-594 | peer reviewed | stormwater wetlands | North Carolina | statewide | n/a | n/a | n/a | n/a | n/a | This is an average of 7 stormwater wetlands across the state of NC | n/a | n/a | [43 empty] | 1.08 | 0.78 | [30 empty] | This is the EMC median for all 7 stormwater wetlands | Hathaway et al. 2007; Johnson 2007; Line et al. 2008, Tucker 2007; Lenhart and Hunt 2011; and Hathaway and Hunt 2010
NJCAT. 2011. NJCAT Technology Verification Vortechs Contech Construction Products, Inc. | State guidance/manufacture's documentation | Vortechs Stormwater Treatment System - hydrodynamic separators | New Jersey | Toms River | Wawa (parking lot/gas station) | new | n/a | n/a | n/a |  | n/a | n/a |  | 87 | [24 empty] | TSS-EPA method EMC removal efficiency | [24 empty] | 169.4 | 36.2 | [48 empty] | 385 kg | 51 kg
Persaud et al 2019. Blue-Green Systems. Vol 1 No 1 | peer reviewed | bioretention | n/a | column study in lab | n/a | new | purple coneflower, common rush | n/a | 85-88% sand, 10% clay/fines, 2-3% organic | volume control was manged in this column | yes | n/a | n/a | 97.4 |  |  | 73.6 |  |  | 41.2 | [11 empty] | 64.9 | 95.3 |  |  | 95.2 |  |  | percent reduction (EMC)
Persaud et al 2019. Blue-Green Systems. Vol 1 No 1 | peer reviewed | bioretention | n/a | column study in lab | n/a | new | purple coneflower, common rush | n/a | 85-88% sand, 10% clay/fines, 2-3% organic | soil moisture was controlled in this column | yes | n/a | n/a | 97 |  |  | 74.3 |  |  | 43 | [11 empty] | 86.6 | 93.1 |  |  | 94.8 |  |  | percent reduction (EMC)
Persaud et al 2019. Blue-Green Systems. Vol 1 No 1 | peer reviewed | bioretention | n/a | column study in lab | n/a | new | purple coneflower, common rush | n/a | 85-88% sand, 10% clay/fines, 2-3% organic | internal water storage/submerged zone was managed in this column | yes | n/a | n/a | 98.2 |  |  | 95.6 |  |  | 26.3 | [11 empty] | 90.4 | 94.5 |  |  | -995.6 |  |  | percent reduction (EMC)
Persaud et al 2019. Blue-Green Systems. Vol 1 No 1 | peer reviewed | bioretention | n/a | column study in lab | n/a | new | purple coneflower, common rush | n/a | 85-88% sand, 10% clay/fines, 2-3% organic | No management - free drainage (traditional bioretention) | yes | n/a | n/a | 98.1 |  |  | 67.2 |  |  | 39.1 | [11 empty] | 87.2 | 93.5 |  |  | 93.5 |  |  | percent reduction (EMC)
Pilon. 2010. Stormwater Best Management Practices: Improvement and Evaluation. University of tennessee, Knoxville, Masters Thesis | thesis | solid state skimmer | Tennessee | lab study. UT Knoxville | n/a | new | n/a | n/a | n/a | the solid skate skimmer is a novel stormwater detention pond outlet and is compared to a traditional riser outlet | n/a | n/a | [25 empty] | 10.8 | reduction comapred to traditional riser outlet
Pitt and Cai. 2013. Full-Scale Up-Flow Filter Field Performance Verification Tests. Prepared for Hydro International plc. Portland, ME, Prepared by Department of Civil, Construction, and Environmental Engineering, University of Alabama | prepared for manufacturer | UpFlo - proprietary filtering device | Alabama | Tuscaloosa | parking lot | 1-4 years | n/a | n/a | n/a |  | n/a | n/a |  |  | 24.1 | 34.4 | 28 | [8 empty] | 21.5 |  |  |  |  | 46.1 | 62.6 - 72.9 | 71.7 - 74.5 | 57.6 - 86.8 |  |  | 91.9 - 100 (Cd); 85.5-100 (Cr) | 58.4 | flow weighted percent reduction
Smolek, Anderson and Hunt. 2018. Hydrologic and Water Quality Evaluation of a rapid flow biofiltration device. Journal of Environmental Engineering 144(2) | peer reviewed | Filterra - modular bioretention | North Carolina | Fayetteville (upper coastal plain) | parking lot | 1-4 years | tree | sandy or sandy loam soils | proprietary Filterra media |  | yes | n/a |  | 94 | 62 | 35 |  | 44 | 39 |  |  |  | -53 |  |  | 0 | [5 empty] | 28 | 74 | [5 empty] | EMC median removal efficiency | 1.17 | 0.71 | 0.132 | 0.047 | 1.08 | 0.56 | 0.15 | 0.07 |  |  | 0.13 | 0.18 | [10 empty] | 0.049 | 0.024 | 122 | 5 | [8 empty] | 0.008 | 0.0062 | 0.059 | 0.018
Stanford and Yu. 2007. Field Evaluation of a stormwater bioretention filtration system. World Environmental and Water Resources Congress 2007. | conference proceedings | Filterra - modular bioretention | Virginia | Falls Church | parking lot | new | upland vegetation | n/a | proprietary Filterra media |  | yes | n/a |  | <61 | 8.9 |  |  | >16 | [13 empty] | 7 | 35 | [5 empty] | mean EMC removal efficiency |  |  | 0.209 | 0.101 | 1.46 | 1.1 | [18 empty] | 22.5 | <4.94 | [10 empty] | 0.07 | 0.036
Tirpak et al. 2019. Suspended Pavement Systems as Opportunities for Subsurface Bioretention. Ecological Engineering. 134(39-46) | peer reviewed | Silva cell - suspended pavement | Tennessee | Knoxville | Univeristy of Tennessee campus | 0-2 years | 1 bald cypress | unknown | 93% sand, 7% clay and silt fines, 5% pine bark mulch (included in sand and clay fractions) | only South site was monitored for WQ | yes - PVC pipe | n/a | [37 empty] | 0.05 | 0.11 | 0.01 | 0.01 |  |  |  |  | 0.06 | 0.06 |  |  |  |  | 167 | 6 | [8 empty] | 0.5 | 0.3 | 7.9 | 7.9 | 1.6 | 1.6 | [8 empty] | These are median inout and output values, not EMCs. TSS is the only pollutant with a significant removal
Turk et al. 2014. Rain Garden Filter Bed Substrates Affect Stormwater Nutrient Remediation. HortScience 49(5):645-652 | peer reviewed | bioretention (rain garden) | North Carolina | Horticulture Field Laboratories, Raleigh | stormwater runoff pumped from a catchment pond from hardscapes and cultivated vegetated areas | new | 1 tree, 2 shrubs, 3 grasses | unknown | 80% washed sand, 15% clay and silt fines, 5% pine bark | rain garden with sand-based filter-bed substrate | yes | unknown |  |  | 96 | 78 | [16 empty] | 92-96 |  | 48-84 |  |  |  | pollutant concentration reduction
Turk et al. 2014. Rain Garden Filter Bed Substrates Affect Stormwater Nutrient Remediation. HortScience 49(5):645-652 | peer reviewed | bioretention (rain garden) with soil-based filter-bed substrate | North Carolina | Horticulture Field Laboratories, Raleigh | stormwater runoff pumped from a catchment pond from hardscapes and cultivated vegetated areas | new | 1 tree, 2 shrubs, 3 grasses | unknown | 50% sandy loam, 50% pine bark | rain garden with soil-based filter-bed substrate | yes | unknown |  |  |  | 82-86 | [16 empty] | 82-94 |  | 68-87 |  |  |  | pollutant concentration reduction
Turk et al. 2014. Rain Garden Filter Bed Substrates Affect Stormwater Nutrient Remediation. HortScience 49(5):645-652 | peer reviewed | bioretention (rain garden) with slate-based filter-bed substrate | North Carolina | Horticulture Field Laboratories, Raleigh | stormwater runoff pumped from a catchment pond from hardscapes and cultivated vegetated areas | new | 1 tree, 2 shrubs, 3 grasses | unknown | 80% expanded slate, 20% pine bark | rain garden with slate-based filter-bed substrate | yes | unknown |  |  | 99 | 86-99 | [16 empty] | 86-98 |  | 69-82 |  |  |  | pollutant concentration reduction
Washington Ecology. 2007. Efficiency of Urban Stormwater Best Management Practices: A literature review | white paper | catch basin | n/a | n/a | n/a | n/a | n/a | n/a | n/a | n/a | n/a | n/a | n/a | 52 | 18 | [14 empty] | 14 | [8 empty] | average removal efficiency from literature review
Washington Ecology. 2007. Efficiency of Urban Stormwater Best Management Practices: A literature review | white paper | constructed stormwater wetlands (surface flow) | n/a | n/a | n/a | n/a | n/a | n/a | n/a | n/a | n/a | n/a | n/a | 72 | 37 | [14 empty] | 94 | [8 empty] | average removal efficiency from literature review
Washington Ecology. 2007. Efficiency of Urban Stormwater Best Management Practices: A literature review | white paper | constructed stormwater wetlands (subsurface flow) | n/a | n/a | n/a | n/a | n/a | n/a | n/a | n/a | n/a | n/a | n/a |  | -8 | [23 empty] | average removal efficiency from literature review
Washington Ecology. 2007. Efficiency of Urban Stormwater Best Management Practices: A literature review | white paper | centrifugal separator | n/a | n/a | n/a | n/a | n/a | n/a | n/a | n/a | n/a | n/a | n/a |  | 57 | [23 empty] | average removal efficiency from literature review
Washington Ecology. 2007. Efficiency of Urban Stormwater Best Management Practices: A literature review | white paper | drain inlet devices | n/a | n/a | n/a | n/a | n/a | n/a | n/a | n/a | n/a | n/a | n/a |  | 97 | [23 empty] | average removal efficiency from literature review
Washington Ecology. 2007. Efficiency of Urban Stormwater Best Management Practices: A literature review | white paper | dry ponds non-vegetated | n/a | n/a | n/a | n/a | n/a | n/a | n/a | n/a | n/a | n/a | n/a | 25 | -13 | [23 empty] | average removal efficiency from literature review
Washington Ecology. 2007. Efficiency of Urban Stormwater Best Management Practices: A literature review | white paper | dry ponds vegetated | n/a | n/a | n/a | n/a | n/a | n/a | n/a | n/a | n/a | n/a | n/a | 69 | 26 | [14 empty] | 78 | [8 empty] | average removal efficiency from literature review
Washington Ecology. 2007. Efficiency of Urban Stormwater Best Management Practices: A literature review | white paper | filter strips | n/a | n/a | n/a | n/a | n/a | n/a | n/a | n/a | n/a | n/a | n/a | 64 | -77 | [14 empty] | -25 | [8 empty] | average removal efficiency from literature review
Washington Ecology. 2007. Efficiency of Urban Stormwater Best Management Practices: A literature review | white paper | filters (sand/leaf/other media) | n/a | n/a | n/a | n/a | n/a | n/a | n/a | n/a | n/a | n/a | n/a | 34 | 26 | [14 empty] | 60 | [8 empty] | average removal efficiency from literature review
Washington Ecology. 2007. Efficiency of Urban Stormwater Best Management Practices: A literature review | white paper | oil water separator | n/a | n/a | n/a | n/a | n/a | n/a | n/a | n/a | n/a | n/a | n/a | 31 | -7 | [23 empty] | average removal efficiency from literature review
Washington Ecology. 2007. Efficiency of Urban Stormwater Best Management Practices: A literature review | white paper | porous pavement | n/a | n/a | n/a | n/a | n/a | n/a | n/a | n/a | n/a | n/a | n/a | 71 | 66 | [23 empty] | average removal efficiency from literature review
Washington Ecology. 2007. Efficiency of Urban Stormwater Best Management Practices: A literature review | white paper | soaking trenches/infiltration basins | n/a | n/a | n/a | n/a | n/a | n/a | n/a | n/a | n/a | n/a | n/a | 85 | 60 | [14 empty] | 86 | [8 empty] | average removal efficiency from literature review
Washington Ecology. 2007. Efficiency of Urban Stormwater Best Management Practices: A literature review | white paper | street sweeping | n/a | n/a | n/a | n/a | n/a | n/a | n/a | n/a | n/a | n/a | n/a | 74 | 57 | [23 empty] | average removal efficiency from literature review
Washington Ecology. 2007. Efficiency of Urban Stormwater Best Management Practices: A literature review | white paper | vegetative swales | n/a | n/a | n/a | n/a | n/a | n/a | n/a | n/a | n/a | n/a | n/a | 51 | -34 | [14 empty] | -30 | [8 empty] | average removal efficiency from literature review
Washington Ecology. 2007. Efficiency of Urban Stormwater Best Management Practices: A literature review | white paper | wet ponds | n/a | n/a | n/a | n/a | n/a | n/a | n/a | n/a | n/a | n/a | n/a | 56 | 48 | [14 empty] | 87 | [8 empty] | average removal efficiency from literature review
Winston et al. 2011. Field Evaluation of four level spreader vegetative filter strips to improve urban storm water quality. Journal of Irrigation and Drainage Engineering. 137(3) | peer reviewed | filter strip | North Carolina | Apex | parking lot & landscaped areas | unknown | fescue sod | 39.1-48.8% sand, 42.4-43.2% silt, 8.6-18.4% clay (depth variable) | n/a | small - 7.6m long | n/a | n/a |  | 65 | 33 | 16 |  | 18 |  | -46 |  | 25 | -6 | -43 | 33 | [13 empty] | mean concentration reduction | 1.52 | 1.28 | 0.15 | 0.1 | 1.34 | 1.1 |  |  |  |  | 0.17 | 0.18 | 0.13 | 0.19 |  |  | 1.22 | 0.91 | 0.007 | 0.01 | 0.15 | 0.1 |  |  | 119 | 42
Winston et al. 2011. Field Evaluation of four level spreader vegetative filter strips to improve urban storm water quality. Journal of Irrigation and Drainage Engineering. 137(3) | peer reviewed | filter strip | North Carolina | Apex | parking lot & landscaped areas | unknown | fescue sod | 39.1-48.8% sand, 42.4-43.2% silt, 8.6-18.4% clay (depth variable) | n/a | large - 15.2m long | n/a | n/a |  | 72 | 44 | 32 |  | 37 |  | 31 |  | 39 | -6 | -186 | 47 | [13 empty] | mean concentration reduction | 1.52 | 1.03 | 0.15 | 0.09 | 1.34 | 0.84 |  |  |  |  | 0.17 | 0.18 | 0.13 | 0.09 |  |  | 1.22 | 0.75 | 0.007 | 0.02 | 0.15 | 0.08 |  |  | 119 | 33
Winston et al. 2011. Field Evaluation of four level spreader vegetative filter strips to improve urban storm water quality. Journal of Irrigation and Drainage Engineering. 137(3) | peer reviewed | filter strip | North Carolina | Louisburg | Parking lot, rooftop, planted areas, portions of highway | unknown | Bermuda grass sod | 51.7-62.0% sand, 25.1-34.9% silt, 12.8-13.4% clay (depth variable) | n/a | small - 7.6m long | n/a | n/a |  | 51 | -27 | -17 |  | -18 |  | -34 |  | -6 | -12 | -14 | -141 | [13 empty] | mean concentration reduction | 1.07 | 1.26 | 0.17 | 0.21 | 0.9 | 1.06 |  |  |  |  | 0.18 | 0.21 | 0.24 | 0.32 |  |  | 0.69 | 0.74 | 0.1 | 0.11 | 0.12 | 0.28 |  |  | 58 | 29
Winston et al. 2011. Field Evaluation of four level spreader vegetative filter strips to improve urban storm water quality. Journal of Irrigation and Drainage Engineering. 137(3) | peer reviewed | filter strip | North Carolina | Louisburg | Parking lot, rooftop, planted areas, portions of highway | unknown | Bermuda grass sod | 51.7-62.0% sand, 25.1-34.9% silt, 12.8-13.4% clay (depth variable) | n/a | large - 15.2m long | n/a | n/a |  | 67 | -2 | 18 |  | 24 |  | 34 |  | 26 | -10 | 5 | -5 | [13 empty] | mean concentration reduction | 1.07 | 0.88 | 0.17 | 0.17 | 0.9 | 0.69 |  |  |  |  | 0.18 | 0.2 | 0.24 | 0.16 |  |  | 0.69 | 0.52 | 0.1 | 0.09 | 0.12 | 0.12 |  |  | 58 | 19
Winston et al. 2013. Evaluation of floating treatment wetlands as retrofits to existing stormwater retention ponds. Ecological Engineering. 54(254-265) | peer reviewed | wet pond/floating treatment wetlands | North Carolina | Durham | interstate highway | unknown | Wet pond -no intentional vegetation - invasive creeping water primrose present; Floating wetlands - sedge, rush, cordgrass, sweet flag, bluestem, marsh hibiscus | unknown | n/a |  | n/a | forebay | [27 empty] | 1.64 | 1.05 | 0.26 | 0.17 | 1.43 | 0.97 | 0.12 | 0.11 |  |  | 0.2 | 0.08 |  |  |  |  | 1.5 | 0.93 | 0.14 | 0.12 | 0.13 | 0.05 |  |  | 354 | 30
Winston et al. 2013. Evaluation of floating treatment wetlands as retrofits to existing stormwater retention ponds. Ecological Engineering. 54(254-265) | peer reviewed | wet pond/floating treatment wetlands | North Carolina | Durham | Parking lot, maintenance building, picnic area | unknown | forebay - cattails; Floating wetlands - sedge, rush, cordgrass, sweet flag, bluestem, marsh hibiscus | unknown | n/a |  | n/a | forebay | [27 empty] | 1.01 | 0.41 | 0.26 | 0.11 | 0.88 | 0.35 | 0.1 | 0.05 |  |  | 0.12 | 0.06 |  |  |  |  | 0.89 | 0.34 | 0.13 | 0.07 | 0.13 | 0.04
Winston et al. 2013. Evaluation of floating treatment wetlands as retrofits to existing stormwater retention ponds. Ecological Engineering. 54(254-265) | peer reviewed | wet pond with floating wetlands | North Carolina | Durham | interstate highway | 3 months (floating wetlands) | tussock sedge, soft rush, prairie cordgrass, Japanese sweet flag, pickerelweed, arrow arum, big bluestem, and marsh hibiscus | unknown | n/a | Existing wet pond was retrofitted with floating wetlands | n/a | n/a | [27 empty] | 1.17 | 0.61 | 0.19 | 0.12 | 0.84 | 0.55 | 0.11 | 0.05 |  |  | 0.34 | 0.06 |  |  |  |  | 0.72 | 0.5 | 0.12 | 0.07 | 0.07 | 0.05 |  |  | 101 | 22
Winston et al. 2013. Evaluation of floating treatment wetlands as retrofits to existing stormwater retention ponds. Ecological Engineering. 54(254-265) | peer reviewed | wet pond with floating wetlands | North Carolina | Durham | Parking lot, maintenance building, picnic area | 3 months (floating wetlands) | tussock sedge, soft rush, prairie cordgrass, Japanese sweet flag, pickerelweed, arrow arum, big bluestem, and marsh hibiscus | unknown | n/a | Existing wet pond was retrofitted with floating wetlands | n/a | n/a | [27 empty] | 3.49 | 0.43 | 0.41 | 0.05 | 3.32 | 0.37 | 1.6 | 0.04 |  |  | 0.17 | 0.06 |  |  |  |  | 1.72 | 0.33 | 0.24 | 0.02 | 0.17 | 0.03 |  |  | 252 | 13
Winston et al. 2017. Nutrient and Sediment Reduction through Upflow filtration of stormwater retention pond effluent. Journal of Environmental Engineering 143(5). | peer reviewed | wet pond with floating wetlands and upflow filter | North Carolina | Durham | Parking lot, maintenance building, picnic area | unknown | n/a | sandy loam - watershed wide | n/a | Existing wet pond and floating wetlands (from Wilson et al 2013 study) was retrofitted with an upflow filter at the pons outlet | n/a | n/a | [27 empty] | 1.6 | 0.7 | 0.2 | 0.06 | 1.43 | 0.61 | 0.53 | 0.1 |  |  | 0.16 | 0.09 |  |  |  |  | 0.91 | 0.51 | 0.06 | 0.009 | 0.14 | 0.05 |  |  | 66 | 7
Winston, Hunt Kennedy and Wright. 2012. Field Evaluation of Storm Water Control Measures for Highway Runoff Treatment. Journal of Environmental Engineering. 138(1) | peer reviewed | swale-Permeable friction course (permeable asphalt) | North Carolina | Johnston Co (upper coastal plain | highway | unknown | volunteer warm season grasses | unknown | n/a | site A (dry ephemeral swale) | n/a | no |  | -0.67 | -0.7 | -0.26 |  | -0.38 | 0.78 |  |  | -2.07 | 0.23 | [15 empty] | concentration based reductions
Winston, Hunt Kennedy and Wright. 2012. Field Evaluation of Storm Water Control Measures for Highway Runoff Treatment. Journal of Environmental Engineering. 138(1) | peer reviewed | swale-Permeable friction course (permeable asphalt) | North Carolina | Johnston Co (upper coastal plain | highway | unknown | Cattail, rush, grasses | unknown | n/a | Site B (swale with wetland hydrology, hydrophytic veg, and hydric soils) | n/a | no |  | -0.25 | -0.56 | 0.3 |  | 0.06 | 0.83 |  |  | -0.53 | 0.79 | [15 empty] | concentration based reductions
Winston, Hunt Kennedy and Wright. 2012. Field Evaluation of Storm Water Control Measures for Highway Runoff Treatment. Journal of Environmental Engineering. 138(1) | peer reviewed | swale-Permeable friction course (permeable asphalt) | North Carolina | Sampson Co (upper coastal plain) | highway | unknown | Cattail, rush, sedges | unknown | n/a | Site C (swale with wetland hydrology, hydrophytic veg, and hydric soils) | n/a | no |  | -0.79 | 0.09 | 0.41 |  | 0.2 | 0.87 |  |  | -0.72 | 0.79 | [15 empty] | concentration based reductions
Winston, Hunt Kennedy and Wright. 2012. Field Evaluation of Storm Water Control Measures for Highway Runoff Treatment. Journal of Environmental Engineering. 138(1) | peer reviewed | swale-Permeable friction course (permeable asphalt) | North Carolina | Duplin Co (upper coastal plain) | highway | unknown | volunteer warm season grasses | unknown | n/a | Site D (dry ephemeral swale) | n/a | no |  | -4.6 | -0.72 | 0.36 |  | -0.16 | 0.68 |  |  | -0.89 | 0.84 | [15 empty] | concentration based reductions
Winston, Hunt Kennedy and Wright. 2012. Field Evaluation of Storm Water Control Measures for Highway Runoff Treatment. Journal of Environmental Engineering. 138(1) | peer reviewed | swale-filter strip combo | North Carolina | Johnston Co (upper coastal plain | highway | unknown | volunteer warm season grasses | unknown | n/a | site A (dry ephemeral swale) | n/a | no |  | 0.09 | 0.56 | -0.13 |  | -0.02 | 0.5 |  |  | -0.13 | 0.23 | [15 empty] | concentration based reductions
Winston, Hunt Kennedy and Wright. 2012. Field Evaluation of Storm Water Control Measures for Highway Runoff Treatment. Journal of Environmental Engineering. 138(1) | peer reviewed | swale-filter strip combo | North Carolina | Duplin Co (upper coastal plain) | highway | unknown | volunteer warm season grasses | unknown | n/a | Site D (dry ephemeral swale) | n/a | no |  | -1 | 0.39 | 0.21 |  | 0.14 | 0.16 |  |  | 0.21 | 0.5 | [15 empty] | concentration based reductions
Wissler, Hunt, and McLaughlin. 2020. Hydrologic and water quality performance of two aging and unmaintained dry detention basins receiving highway stormwater runoff. Journal of Environmental Management Vol 255 | peer reviewed | dry detention | North Carolina | Raleigh | highway | 11 years | American sycamore, black willow, sea myrtle, dense herbaceous vegetation | sandy loam | n/a | BMP B1 | yes | forebay | no maintenance since built | [75 empty] | Wissler, Hunt and McLaughlin 2020 (Water Quality) | 14.5 | 5.99 | 1.86 | 0.74 | 12 | 4.79 | [8 empty] | 1.91 | 0.52 | 10.09 | 4.27 | 0.96 | 0.4 | 0.91 | 0.34 |  |  | 264.2 | 47.1 | [8 empty] | 0.11 | 0.05 | 0.45 | 0.17
Wissler, Hunt, and McLaughlin. 2020. Hydrologic and water quality performance of two aging and unmaintained dry detention basins receiving highway stormwater runoff. Journal of Environmental Management Vol 255 | peer reviewed | dry detention | North Carolina | Raleigh | highway | 11 years | cattails, black willow, sweet gum, loblolly pine, sea myrtle, and herbaceous grasses | sandy clay loam | n/a | BMP B2 | yes | forebay, undersized | no maintenance since built, forebay clogged with sediment | [75 empty] | Wissler, Hunt and McLaughlin 2020 (Water Quality) | 4.16 | 1.58 | 0.6 | 0.17 | 3.34 | 1.42 | [8 empty] | 0.35 | 0.14 | 2.99 | 1.27 | 0.23 | 0.05 | 0.37 | 0.13 |  |  | 171.31 | 26.23 | [8 empty] | 0.02 | 0.012 | 0.07 | 0.029
Wissler, Hunt, and McLaughlin. 2020. Water Quality and hydrologic performance of two dry detention basins receiving highway stormwater runoff in the Piedmont region of North Carolina. Journal of Sustainable Water in the Built Environment. 6(2) | peer reviewed | dry detention | North Carolina | Archdale | highway | 8 years | herbaceous grasses and hydrophytic vegetation | loam and loamy fine sand | n/a | BMP HFR | unknown | forebay | mowed 2x per year | 55 | 17 | 20 |  | 17 |  |  | 23 | 18 |  | -2 | 27 | [6 empty] | -21 | 15 | [5 empty] | median EMC removal efficiency | 1.14 | 0.8 | 0.3 | 0.25 | 1.06 | 0.74 | [8 empty] | 0.12 | 0.08 | 0.93 | 0.64 | 0.13 | 0.13 | 0.17 | 0.12 |  |  | 63.6 | 28.9 | [8 empty] | 0.0049 | 0.0066 | 0.013 | 0.011 | [11 empty] | Wissler, Hunt and McLaughlin 2020 (Hydrologic) | 6.67 | 3.08 | 1.61 | 0.85 | 6.09 | 2.84 | [8 empty] | 1.1 | 0.37 | 4.99 | 2.57 | 0.66 | 0.45 | 0.95 | 0.41 |  |  | 366 | 94 | [8 empty] | 0.03 | 0.02 | 0.12 | 0.05
Wissler, Hunt, and McLaughlin. 2020. Water Quality and hydrologic performance of two dry detention basins receiving highway stormwater runoff in the Piedmont region of North Carolina. Journal of Sustainable Water in the Built Environment. 6(2) | peer reviewed | dry detention | North Carolina | Archdale | highway | 8 years | herbaceous grasses and hydrophytic vegetation | loam and loamy fine sand | n/a | BMP PRB | unknown | forebay | mowed 2x per year | 4 | 10 | 11 |  | 12 |  |  | 11 | 11 |  | 13 | -3 | [6 empty] | -11 | -182 | [5 empty] | median EMC removal efficiency | 1.98 | 1.67 | 0.21 | 0.18 | 1.61 | 1.28 | [8 empty] | 0.09 | 0.07 | 1.41 | 1.18 | 0.09 | 0.07 | 0.1 | 0.11 |  |  | 21.5 | 20.5 | [8 empty] | 0.004 | 0.0043 | 0.014 | 0.055 | [11 empty] | Wissler, Hunt and McLaughlin 2020 (Hydrologic) | 37 | 29.1 | 4.19 | 3.43 | 30.8 | 23.8 | [8 empty] | 3.15 | 2.29 | 27.6 | 21.5 | 2.28 | 1.69 | 1.91 | 1.74 |  |  | 436 | 337 | [8 empty] | 0.1 | 0.09 | 0.28 | 1.22
Young. 2017. Examining the Runoff Reduction Potential of Highway Swales. University of Tennessee Masters Thesis | Thesis | swale | Tennessee | Knoxville | highway | unknown | grass | loam and silt loam | n/a |  | n/a | filter strip | unknown | 91 | [5 empty] | 59.5 |  |  | 3.94 | -3.73 | [7 empty] | -73.8 | -23.2 | -683.2 |  |  |  |  | reduction percentage based on mean concentration | [10 empty] | 0.116 | 0.112 | 0.028 | 0.011 |  |  |  |  | 0.036 | 0.037 |  |  |  |  | 79 | 7.1 | [8 empty] | 2.703 | 4.698 | 12.218 | 15.048 | 0.268 | 2.1
Metropolitan North Georgia Water Planning District. 2018. Post-Construction Stormwater Technology Assessment Protocol (PCSTAP) Concurrence List | manufacture's documentation | ADS/BaySaver | North Carolina | Huntersville | unknown | unknown | unknown | Piedmont soils | unknown | The Metro Water District’s Post-Constructions Stormwater Technology Assessment Protocol (PCSTAP) (north Georgia) review committee reviewed all data and documentation submitted for adherence to the Metro Water District’s protocol. | n/a | n/a | n/a | 80 | [24 empty] | minumum reduction efficiency
Metropolitan North Georgia Water Planning District. 2018. Post-Construction Stormwater Technology Assessment Protocol (PCSTAP) Concurrence List | manufacture's documentation | BioClean (modular wetland system) | Oregon | Portland | unknown | unknown | unknown | unknown | unknown | The Metro Water District’s Post-Constructions Stormwater Technology Assessment Protocol (PCSTAP) (north Georgia) review committee reviewed all data and documentation submitted for adherence to the Metro Water District’s protocol. | n/a | n/a | n/a | 85 | [24 empty] | minumum reduction efficiency
Metropolitan North Georgia Water Planning District. 2019. Post-Construction Stormwater Technology Assessment Protocol (PCSTAP) Concurrence ListMetropolitan North Georgia Water Planning District. 2019. Post-Construction Stormwater Technology Assessment Protocol (PCSTAP) Concurrence List | manufacture's documentation | BioClean (kraken filter) | unknown | unknown | unknown | unknown | unknown | n/a | n/a | The Metro Water District’s Post-Constructions Stormwater Technology Assessment Protocol (PCSTAP) (north Georgia) review committee reviewed all data and documentation submitted for adherence to the Metro Water District’s protocol. | n/a | n/a | n/a | 83 | [24 empty] | minumum reduction efficiency
Metropolitan North Georgia Water Planning District. 2019. Post-Construction Stormwater Technology Assessment Protocol (PCSTAP) Concurrence List | manufacture's documentation | Contech (storm filter) | North Carolina | Mooresville | unknown | unknown | unknown | n/a | n/a | The Metro Water District’s Post-Constructions Stormwater Technology Assessment Protocol (PCSTAP) (north Georgia) review committee reviewed all data and documentation submitted for adherence to the Metro Water District’s protocol. | n/a | n/a | n/a | 88.6-90.4 | [24 empty] | minumum reduction efficiency
Metropolitan North Georgia Water Planning District. 2017. Post-Construction Stormwater Technology Assessment Protocol (PCSTAP) Concurrence List | manufacture's documentation | Hydro International Up-Flo Filter with CPZ Mix Filter Media | Alabama | Tuscaloosa | unknown | unknown | unknown | unknown | unknown | The Metro Water District’s Post-Constructions Stormwater Technology Assessment Protocol (PCSTAP) (north Georgia) review committee reviewed all data and documentation submitted for adherence to the Metro Water District’s protocol. | n/a | n/a | n/a | 81 | [24 empty] | minumum reduction efficiency
Metropolitan North Georgia Water Planning District. 2020. Post-Construction Stormwater Technology Assessment Protocol (PCSTAP) Concurrence List | manufacture's documentation | Oldcastle (BioPod Biofiltration Device) | unknown | unknown | unknown | unknown | unknown | unknown | unknown | The Metro Water District’s Post-Constructions Stormwater Technology Assessment Protocol (PCSTAP) (north Georgia) review committee reviewed all data and documentation submitted for adherence to the Metro Water District’s protocol. | n/a | n/a | n/a | 84 | [24 empty] | minumum reduction efficiency
Metropolitan North Georgia Water Planning District. 2021. Post-Construction Stormwater Technology Assessment Protocol (PCSTAP) Concurrence List | manufacture's documentation | Oldcastle (PerkFilter Media Filtration Device) | unknown | unknown | unknown | unknown | unknown | unknown | unknown | The Metro Water District’s Post-Constructions Stormwater Technology Assessment Protocol (PCSTAP) (north Georgia) review committee reviewed all data and documentation submitted for adherence to the Metro Water District’s protocol. | n/a | n/a | n/a | 82.4 | [24 empty] | minumum reduction efficiency
Angelo, S. 2005. Analysis of an Urban Stormwater Bioretention Management Practice in Prince William County, Virginia. Thesis submitted to the faculty of the Virginia Polytechnic Institute and State University. | Thesis | bioretention | Virginia | Bristow | residential | 10 years | mostly grass, sparse trees | fractured bedrock | (1) a brown clayey topsoil layer, (2) a reddish sand layer, and (3) a crushed bluestone layer. | n/a | n/a | unknown |  | 28.4 | 31.7 | 14.6 |  | 13 |  |  | 59.9 | 2.9 |  | 33 |  |  | -13.4 | 5.3 |  |  |  |  | 6.8 | 16.4 |  |  |  |  | pollutant load removal efficiency | 1.65 | 1.37 | 0.34 | 0.22 | 1.1 | 0.95 | [8 empty] | 0.19 | 0.08 | 0.91 | 0.87 | 0.22 | 0.14 |  |  |  |  | 30.7 | 20.6 | 23.5 | 22.4 | [8 empty] | 14.1 | 12.1 | 2.5 | 2 |  |  |  |  | 33.5 | 19.1 |  |  |  |  | 31.3 | 27.3 | 6.51 | 4.42 | 20.8 | 18.9 | [8 empty] | 3.5 | 1.6 | 17.3 | 17.3 | 4.21 | 2.79 |  |  |  |  | 585 | 412 | 447 | 446 | [8 empty] | 268 | 241 | 48 | 41
Chang, Crawford and Wanielista. 2015. International Low Impact Development Conference | conference proceedings | floating media bed reactor (FMBR) | Florida | East Palatka (coastal) | highway/parking/commercial | unknown | none | n/a | 50% fine sand, 20% recycled tire crumb, 20% fine expanded clay, and 10% limestone | used as inter-event stormwater treatment to increase the efficiency in a wet detention pond | n/a | n/a |  |  | 52 | 10.4 | [22 empty] | mean reduction at 95% confidence interval | [151 empty] | 14.8 g/year | 25.3 g/year
Cotti-Rausch, B.E., Majidzadeh, H., and DeVoe, M.R., eds. 2019. Stormwater Ponds in Coastal South Carolina: 2019 State of Knowledge Full Report. S.C. Sea Grant Consortium, Charleston, S.C | State guidance | wet detention pond | South Carolina | coastal | n/a | n/a | n/a | n/a | n/a | These values are cited from SC DHEC (2005) - cited in Cotti et al. 2019 | n/a | n/a |  | 65-80 | 50-70 | 35-45 | [15 empty] | 40-65 | 50-75 | 60-85 |  |  | 35-75 |  | average removal efficiecncy
Cotti-Rausch, B.E., Majidzadeh, H., and DeVoe, M.R., eds. 2019. Stormwater Ponds in Coastal South Carolina: 2019 State of Knowledge Full Report. S.C. Sea Grant Consortium, Charleston, S.C | State guidance | wet retention pond | South Carolina | unclear if exclusively coastal | n/a | n/a | n/a | n/a | n/a | These values are cited from an international database (Clary et al. 2017) - cited in Cotti et al. 2019 | n/a | n/a |  | 75 | 55 | 23 | [15 empty] | 52 | 56 | 67 |  |  | 17-75 |  | average removal efficiecncy
Brown and Hunt. 2011. Impacts of Media Depth of Effluent Water Quality and Hydrologic Performance of Undersized Bioretention Cells. Journal of Irrigation and Drainage Engineering 137(3) | peer reviewed | bioretention | North Carolina | Nashville (edge of Upper Coastal Plain) | retail parking lot | post construction | shrubs, perennials, trees | sandy loam to loamy sand, deeper soils were sandy clay loam and clay loam | 86-89% sand, 8-10% silt, 3-4% clay | 0.6 m media BMP | yes | unknown | BMPs were poorly designed/constructed, clogged with gravel fines from parking lot construction causing minimal drawdown and unexpected overflows (surface storage volume reduced to 28% and 35% of design | 60 | -2 | -21 |  |  |  |  | 82 | -8 | -209 | -13 | [14 empty] | EMC | 0.94 | 1.13 | 0.073 | 0.074 | [6 empty] | 0.19 | 0.59 |  |  | 0.29 | 0.05 | 0.45 | 0.49 | 0.026 | 0.029 |  |  |  |  | 25 | 9.9 | [22 empty] | BMP configuration: 3 bioretention cells with media depth 0.9 m connected to 1 outlet drain, 4 cells with 0.6 m media depth connected to separate outlet drain; Significant quantities of native soil were removed and replaced, heavy machinery compacted site soils, including bioretetion, authors suggest performance should be representative of many large scale development projects; poor nitrogen removal attributed to fertilizer application within the BMP (during planting) | Line et al. 2012. Effectiveness of LID for Commercial Development in North Carolina. Journal of Environmental Engineering. 138(6); Brown, R.A. and W. F. Hunt. 2010. Impact of Maintenance and (Im)properly Sizing Bioretention on Hydrologic and Water Quality Performance. Low Impact Development International Conference, April 11-14 2010
Brown and Hunt. 2011. Impacts of Media Depth of Effluent Water Quality and Hydrologic Performance of Undersized Bioretention Cells. Journal of Irrigation and Drainage Engineering 137(3) | peer reviewed | bioretention | North Carolina | Nashville (edge of Upper Coastal Plain) | retail parking lot | post construction | shrubs, perennials, trees | sandy loam to loamy sand, deeper soils were sandy clay loam and clay loam | 86-89% sand, 8-10% silt, 3-4% clay | 0.9 m media BMP | yes | unknown | BMPs were poorly designed/constructed, clogged with gravel fines from parking lot construction causing minimal drawdown and unexpected overflows (surface storage volume reduced to 28% and 35% of design | 71 | 19 | -75 |  |  |  |  | 74 | -2 | -477 | -9 | [14 empty] | EMC | 0.94 | 1.64 | 0.073 | 0.059 | [6 empty] | 0.19 | 1.11 |  |  | 0.29 | 0.08 | 0.45 | 0.46 | 0.026 | 0.028 |  |  |  |  | 25 | 7.3 | [22 empty] | BMP configuration: 3 bioretention cells with media depth 0.9 m connected to 1 outlet drain, 4 cells with 0.6 m media depth connected to separate outlet drain; Significant quantities of native soil were removed and replaced, heavy machinery compacted site soils, including bioretetion, authors suggest performance should be representative of many large scale development projects; poor nitrogen removal attributed to fertilizer application within the BMP (during planting) | Line et al. 2012. Effectiveness of LID for Commercial Development in North Carolina. Journal of Environmental Engineering. 138(6); Brown, R.A. and W. F. Hunt. 2010. Impact of Maintenance and (Im)properly Sizing Bioretention on Hydrologic and Water Quality Performance. Low Impact Development International Conference, April 11-14 2010
Brown and Hunt. 2011. Impacts of Media Depth of Effluent Water Quality and Hydrologic Performance of Undersized Bioretention Cells. Journal of Irrigation and Drainage Engineering 137(3) | peer reviewed | bioretention | North Carolina | Nashville (edge of Upper Coastal Plain) | retail parking lot | post construction | shrubs, perennials, trees | sandy loam to loamy sand, deeper soils were sandy clay loam and clay loam | 86-89% sand, 8-10% silt, 3-4% clay | 0.6 m media BMP | yes | unknown | BMPs were poorly designed/constructed, clogged with gravel fines from parking lot construction causing minimal drawdown and unexpected overflows (surface storage volume reduced to 28% and 35% of design | 71 | 5.3 | 12 |  | 39 |  |  | 78 | 13 | -81 | -37 | [14 empty] | mass loading rate (kg/ha) | [48 empty] | BMP configuration: 3 bioretention cells with media depth 0.9 m connected to 1 outlet drain, 4 cells with 0.6 m media depth connected to separate outlet drain; Significant quantities of native soil were removed and replaced, heavy machinery compacted site soils, including bioretetion, authors suggest performance should be representative of many large scale development projects; poor nitrogen removal attributed to fertilizer application within the BMP (during planting) | Line et al. 2012. Effectiveness of LID for Commercial Development in North Carolina. Journal of Environmental Engineering. 138(6); Brown, R.A. and W. F. Hunt. 2010. Impact of Maintenance and (Im)properly Sizing Bioretention on Hydrologic and Water Quality Performance. Low Impact Development International Conference, April 11-14 2010 | [50 empty] | 3.75 kg/ha | 3.31 kg/ha | 0.27 kg/ha | 0.26 kg/ha | 2.91 kg/ha | 1.78 kg/ha |  |  |  |  | 0.84 kg/ha | 1.52 kg/ha |  |  | 1.16 kg/ha | 0.26 kg/ha | 1.75 kg/ha | 1.53 kg/ha | 0.06 kg/ha | 0.07 kg/ha |  |  |  |  | 134.9 kg/ha | 39.1 kg/ha
Brown and Hunt. 2011. Impacts of Media Depth of Effluent Water Quality and Hydrologic Performance of Undersized Bioretention Cells. Journal of Irrigation and Drainage Engineering 137(3) | peer reviewed | bioretention | North Carolina | Nashville (edge of Upper Coastal Plain) | retail parking lot | post construction | shrubs, perennials, trees | sandy loam to loamy sand, deeper soils were sandy clay loam and clay loam | 86-89% sand, 8-10% silt, 3-4% clay | 0.9 m media BMP | yes | unknown | BMPs were poorly designed/constructed, clogged with gravel fines from parking lot construction causing minimal drawdown and unexpected overflows (surface storage volume reduced to 28% and 35% of design | 84 | 44 | 13 |  | 58 |  |  | 79 | 43 | -142 | -5.1 | [14 empty] | mass loading rate (kg/ha) | [48 empty] | BMP configuration: 3 bioretention cells with media depth 0.9 m connected to 1 outlet drain, 4 cells with 0.6 m media depth connected to separate outlet drain; Significant quantities of native soil were removed and replaced, heavy machinery compacted site soils, including bioretetion, authors suggest performance should be representative of many large scale development projects; poor nitrogen removal attributed to fertilizer application within the BMP (during planting) | Line et al. 2012. Effectiveness of LID for Commercial Development in North Carolina. Journal of Environmental Engineering. 138(6); Brown, R.A. and W. F. Hunt. 2010. Impact of Maintenance and (Im)properly Sizing Bioretention on Hydrologic and Water Quality Performance. Low Impact Development International Conference, April 11-14 2010 | [50 empty] | 4.2 kg/ha | 3.67 kg/ha | 0.30 kg/ha | 0.17 kg/ha | 3.26 kg/ha | 1.37 kg/ha |  |  |  |  | 0.95 kg/ha | 2.30 kg/ha |  |  | 1.36 kg/ha | 0.29 kg/ha | 1.90 kg/ha | 1.08 kg/ha | 0.07 kg/ha | 0.07 kg/ha |  |  |  |  | 146.6 kg/ha | 23.5 kg/ha
Brown and Hunt. 2011. Impacts of Media Depth of Effluent Water Quality and Hydrologic Performance of Undersized Bioretention Cells. Journal of Irrigation and Drainage Engineering 137(3) | peer reviewed | bioretention | North Carolina | Nashville (edge of Upper Coastal Plain) | retail parking lot | post construction | shrubs, perennials, trees | sandy loam to loamy sand, deeper soils were sandy clay loam and clay loam | 86-89% sand, 8-10% silt, 3-4% clay | 0.6 m media BMP | yes | unknown | BMPs were poorly designed/constructed, clogged with gravel fines from parking lot construction causing minimal drawdown and unexpected overflows (surface storage volume reduced to 28% and 35% of design | 71 | 10 | 21 |  | 42 |  |  | 78 | 17 | -48 | -39 | [14 empty] | annual mass loading rate (kg/ha/year) | [48 empty] | BMP configuration: 3 bioretention cells with media depth 0.9 m connected to 1 outlet drain, 4 cells with 0.6 m media depth connected to separate outlet drain; Significant quantities of native soil were removed and replaced, heavy machinery compacted site soils, including bioretetion, authors suggest performance should be representative of many large scale development projects; poor nitrogen removal attributed to fertilizer application within the BMP (during planting) | Line et al. 2012. Effectiveness of LID for Commercial Development in North Carolina. Journal of Environmental Engineering. 138(6); Brown, R.A. and W. F. Hunt. 2010. Impact of Maintenance and (Im)properly Sizing Bioretention on Hydrologic and Water Quality Performance. Low Impact Development International Conference, April 11-14 2010 | [50 empty] | 7.30 kg/ha/yr | 5.80 kg/ha/yr | 0.52 kg/ha/yr | 0.47 kg/ha/yr | 5.56 kg/ha/yr | 3.24 kg/ha/yr |  |  |  |  | 1.73 kg/ha/yr | 2.56 kg/ha/yr |  |  | 2.24 kg/ha/yr | 0.49 kg/ha/yr | 3.32 kg/ha/yr | 2.75 kg/ha/yr | 0.10 kg/ha/yr | 0.14 kg/ha/yr |  |  |  |  | 244.8 kg/ha/yr | 72.0 kg/ha/yr
Brown and Hunt. 2011. Impacts of Media Depth of Effluent Water Quality and Hydrologic Performance of Undersized Bioretention Cells. Journal of Irrigation and Drainage Engineering 137(3) | peer reviewed | bioretention | North Carolina | Nashville (edge of Upper Coastal Plain) | retail parking lot | post construction | shrubs, perennials, trees | sandy loam to loamy sand, deeper soils were sandy clay loam and clay loam | 86-89% sand, 8-10% silt, 3-4% clay | 0.9 m media BMP | yes | unknown | BMPs were poorly designed/constructed, clogged with gravel fines from parking lot construction causing minimal drawdown and unexpected overflows (surface storage volume reduced to 28% and 35% of design | 82 | 44 | 19 |  | 57 |  |  | 77 | 43 | -104 | -8.6 | [14 empty] | annual mass loading rate (kg/ha/year) | [48 empty] | BMP configuration: 3 bioretention cells with media depth 0.9 m connected to 1 outlet drain, 4 cells with 0.6 m media depth connected to separate outlet drain; Significant quantities of native soil were removed and replaced, heavy machinery compacted site soils, including bioretetion, authors suggest performance should be representative of many large scale development projects; poor nitrogen removal attributed to fertilizer application within the BMP (during planting) | Line et al. 2012. Effectiveness of LID for Commercial Development in North Carolina. Journal of Environmental Engineering. 138(6); Brown, R.A. and W. F. Hunt. 2010. Impact of Maintenance and (Im)properly Sizing Bioretention on Hydrologic and Water Quality Performance. Low Impact Development International Conference, April 11-14 2010 | [50 empty] | 8.07 kg/ha/yr | 6.55 kg/ha/yr | 0.57 kg/ha/yr | 0.32 kg/ha/yr | 6.15 kg/ha/yr | 2.62 kg/ha/yr |  |  |  |  | 1.92 kg/ha/yr | 3.92 kg/ha/yr |  |  | 2.57 kg/ha/yr | 0.59 kg/ha/yr | 3.59 kg/ha/yr | 2.03 kg/ha/yr | 0.11 kg/ha/yr | 0.12 kg/ha/yr |  |  |  |  | 264.5 kg/ha/yr | 46.4 kg/ha/yr
Simko, A. 2014. Performance Analaysis of an Urban Stormwater Best Management Practice Retrofit. Thesis submitted to the faculty of the Virginia Polytechnic Institute and State University. | Thesis | wet pond | Virginia | Herndon | roads, residential homes, and grass-wooded areas | 3-5 years | trees, shrubs, and herbaceous rooted plants | unknown | n/a | a dry detention pond was retrofitted with permanent wet micropools and Low Impact Development practices (sand seeps) | n/a | unknown |  | 73 | -36 | 10 |  |  |  |  | 55 |  |  | -83 |  |  | -10 |  |  |  |  | 79 |  |  | 15 | -193 |  |  | pollutant removal results based on Summation of Loads (SOL) method | [50 empty] | 83.7 lbs | 75.6 lbs | 5.5 lbs | 7.5 lbs | [10 empty] | 7.5 lbs | 3.4 lbs |  |  | 3.1 lbs | 5.7 lbs |  |  |  |  | 2514 lbs | 679 lbs | [8 empty] | 63 lbs | 14 lbs |  |  |  |  | 6341 lbs | 5406 lbs | 727 lbs | 2134 lbs
Davis, A.P, et al. 2003. Water Quality improvement through bioretention: lead, copper, and zinc removal. Water Environment Research: A publication of the Water Environment Federation 75 1(73-82). | peer reviewed | bioretention | Maryland | Greenbelt | parking lot | 5 years | thick growth of grasses (90- to 120-cm tall) mixed with a few shrubs and small trees | unknown | unknown |  | yes - PVC pipe | unknown | [19 empty] | 97 | >95 | >95 |  |  |  |  | % removal based on influent and effluent concentration | [34 empty] | 66 | 2 | 530 | <25 | 42 | <2
Davis, A.P, et al. 2003. Water Quality improvement through bioretention: lead, copper, and zinc removal. Water Environment Research: A publication of the Water Environment Federation 75 1(73-82). | peer reviewed | bioretention | Maryland | Largo | parking lot | 1 year | Bare mulch made up most of the surface, with some grasses, bushes, and small trees. | unknown | 50% construction sand, 20-30% leaf mulch, 20-30% topsoil | retrofitted into an existing curbside inlet at a parking island | no | unknown | [19 empty] | 43 | 64 | 70 |  |  |  |  | % removal based on influent and effluent concentration | [34 empty] | 120 | 69 | 1100 | 390 | 54 | 16
DeBusk, KM, and TM Wynn. 2011. Storm-water Bioretention for Runoff Quality and Quantity Mitigation. Journal of Environmental Engineering 137(9) | peer reviewed | bioretention | Virginia | Blacksburg, Aquatic Center | parking lot | 3 months - 1 year | n/a | karst geology | 88% washed medium sand, 8% clay and silt fines, 4% leaf compost |  | 10-cm-diameter perforated pipes, covered with #57 stone and wrapped in filter fabric to prevent clogging by fines | unknown |  | >99 | >99 | >99 | [22 empty] | Percent removal based on total mass loads | [49 empty] | DeBusk. 2008. Stormwater Treatment by Two Retrofit Infiltration Practices. Masters Thesis Virginia Tech
Li, H. and A.P Davis. 2009. Water Quality Improvement Through Reductions of Pollutant Loads Using Bioretention. Journal of Envionrmental Engineering. 135(8). | peer reviewed | bioretention | Maryland | College Park | parking lot and local roadway | 2-3 years | unknown | unknown | sandy loam (80% sand, 13% silt, 7% clay - 5.7% OM) |  | yes | unknown |  | 88 | -200 | -53 | -170 | -11 | [8 empty] | -210 |  |  | 0 | 57 | 31 | 78 | 55 |  |  | 8 (Cr) |  | median EMC percent removal | 3.1 | 2.4 | 0.41 | 0.27 | 1.7 | 1.2 |  |  | 1.4 | 1.2 | [14 empty] | 137 | 8 | [8 empty] | 30 | 15 | 120 | 13 | 10 | 3 | [6 empty] | 10 | 3 | [52 empty] | 27 kg/ha/yr | 7.2 kg/ha/yr | 3.6 kg/ha/yr | 0.72 kg/ha/yr | 15 kg/ha/yr | 4.1 kg/ha/yr |  |  | 12 kg/ha/yr | 2.5 kg/ha/yr | [14 empty] | 1190 kg/ha/yr | 37 kg/ha/yr | [8 empty] | 0.26 kg/ha/yr | 0.073 kg/ha/yr | 1 kg/ha/yr | 0.063 kg/ha/yr | 0.09 kg/ha/yr | 0.013 kg/ha/yr | [6 empty] | 0.09 kg/ha/yr | 0.015 kg/ha/yr
Li, H. and A.P Davis. 2009. Water Quality Improvement Through Reductions of Pollutant Loads Using Bioretention. Journal of Envionrmental Engineering. 135(8). | peer reviewed | bioretention | Maryland | College Park | parking lot and local roadway | 2-3 years | unknown | unknown | sandy loam (80% sand, 13% silt, 7% clay - 5.7% OM) |  | yes | unknown |  | 96 | -36 | -3 | -108 | 25 | [8 empty] | -14 |  |  | 95 | 94 | 65 | 92 | 83 |  |  | 60 (Cr) |  | meadian pollutant mass removal
Li, H. and A.P Davis. 2009. Water Quality Improvement Through Reductions of Pollutant Loads Using Bioretention. Journal of Envionrmental Engineering. 135(8). | peer reviewed | bioretention | Maryland | Silver Spring | parking lot | 1 month - 1 year | unknown | unknown | sandy clay loam (54% sand, 26% silt, 20% clay - 12.2% OM) |  | yes | unknown |  | 88 | 0 | -10 | 86 | -30 | [8 empty] | -87 |  |  | 50 | 0 | 0 | 80 | 0 |  |  | 0 (Cr) |  | median EMC percent removal | 1.1 | 0.4 | 0.1 | >0.1 | 0.69 | 0.36 |  |  | 0.43 | <0.05 | [14 empty] | 66 | 5 | [8 empty] | 14 | 6 | 41 | 3 | 3 | <2 | [6 empty] | 3 | <2 | [52 empty] | 9.6 kg/ha/yr | 3.6 kg/ha/yr | 0.9 kg/ha/yr | 0.38 kg/ha/yr | 6 kg/ha/yr | 3.6 kg/ha/yr |  |  | 3.7 kg/ha/yr | 0.19 kg/ha/yr | [14 empty] | 570 kg/ha/yr | 38 kg/ha/yr | [8 empty] | 0.12 kg/ha/yr | 0.045 kg/ha/yr | 0.36 kg/ha/yr | 0.017 kg/ha/yr | 0.03 kg/ha/yr | 0.005 kg/ha/yr | [6 empty] | 0.02 kg/ha/yr | 0.007 kg/ha/yr
Li, H. and A.P Davis. 2009. Water Quality Improvement Through Reductions of Pollutant Loads Using Bioretention. Journal of Envionrmental Engineering. 135(8). | peer reviewed | bioretention | Maryland | Silver Spring | parking lot | 1 month - 1 year | unknown | unknown | sandy clay loam (54% sand, 26% silt, 20% clay - 12.2% OM) |  | yes | unknown |  | 99 | 100 | 97 | 99 | 87 | [8 empty] | 99 |  |  | 100 | 100 | 96 | 99 | 100 |  |  | 100 (Cr) |  | meadian pollutant mass removal
Winston, Luell, and Hunt. 2010. Mitigating the Effects of Bridge Deck Runoff: A Case Study using Bioretention and a Bioswale. World Environmental and Water Resources Congress May 16-20, 2010. | conference proceedings | bioretention | North Carolina | Knightdale | highway bridge deck runoff | post construction | centipede turf | unknown | 85-88% sand, 10% silt/clay and 3-5% organic matter | sizing criteria met | yes- internal water storage | forebay | newly constructed | [25 empty] | concentration based reductions | 0.65 | 0.4 | 0.05 | 0.07 | 0.34 | 0.31 |  |  |  |  | 0.23 | 0.08 | 0.08 | 0.03 | [10 empty] | 13.5 | 11 | [23 empty] | Luell, Hunt and Winston. 2011. Evaluation of undersized bioretention stormwater control measures for treatment of highway bridge deck runoff. Water Science & Technology. 64(4)
Winston, Luell, and Hunt. 2010. Mitigating the Effects of Bridge Deck Runoff: A Case Study using Bioretention and a Bioswale. World Environmental and Water Resources Congress May 16-20, 2010. | conference proceedings | bioretention | North Carolina | Knightdale | highway bridge deck runoff | post construction | centipede turf | unknown | 85-88% sand, 10% silt/clay and 3-5% organic matter | intentionally undersized | yes- internal water storage | forebay | newly constructed | [25 empty] | concentration based reductions | 0.65 | 0.46 | 0.05 | 0.08 | 0.34 | 0.31 |  |  |  |  | 0.23 | 0.18 | 0.08 | 0.03 | [10 empty] | 13.5 | 11 | [23 empty] | Luell, Hunt and Winston. 2011. Evaluation of undersized bioretention stormwater control measures for treatment of highway bridge deck runoff. Water Science & Technology. 64(4)
Winston, Luell, and Hunt. 2010. Mitigating the Effects of Bridge Deck Runoff: A Case Study using Bioretention and a Bioswale. World Environmental and Water Resources Congress May 16-20, 2010. | conference proceedings | bioswale | North Carolina | Knightdale | highway bridge deck runoff | post construction | tall fescue, overseeded with bluegrass and fescue | clayey | unknown |  | yes | forebay | newly constructed | 7 | -28.5 | 9 | [22 empty] | concentration based reductions | 0.68 | 0.62 | 0.07 | 0.09 | 0.42 | 0.45 |  |  |  |  | 0.21 | 0.2 | 0.09 | 0.06 | [10 empty] | 20.5 | 19 | [23 empty] | Luell, Hunt and Winston. 2011. Evaluation of undersized bioretention stormwater control measures for treatment of highway bridge deck runoff. Water Science & Technology. 64(4)
Brown, R.A. and W. F. Hunt. 2010. Impact of Maintenance and (Im)properly Sizing Bioretention on Hydrologic and Water Quality Performance. Low Impact Development International Conference, April 11-14 2010 | conference proceedings | bioretention | North Carolina | Nashville (edge of upper coastal plain) | parking lot | 1-2 years | shrubs, perennials, and trees | sandy loam to loamy sand, deeper soils were sandy clay loam and clay loam | 86-89% sand, 8-10% silt, 3-4% clay | 0.6 m media depth. Undersized, clogged bioretention cell. See O & M. Same bioretention cell was minitored before and after maintenance | yes | unknown | during the first monitoring period, the bioretention cells were (1) clogged with sediment from construction and (2) were severely undersized | 71 | 5 | 12 |  |  |  |  | 78 | 13 | -82 | -37 | 11 | [13 empty] | load reduction percentage | 0.94 | 1.13 | 0.07 | 0.07 | [6 empty] | 0.19 | 0.59 |  |  | 0.29 | 0.05 | 0.45 | 0.49 | 0.03 | 0.03 | 0.05 | 0.05 |  |  | 25 | 10 | [23 empty] | Line et al. 2012. Effectiveness of LID for Commercial Development in North Carolina. Journal of Environmental Engineering. 138(6); Brown and Hunt. 2011. Impacts of Media Depth of Effluent Water Quality and Hydrologic Performance of Undersized Bioretention Cells. Journal of Irrigation and Drainage Engineering 137(3)
Brown, R.A. and W. F. Hunt. 2010. Impact of Maintenance and (Im)properly Sizing Bioretention on Hydrologic and Water Quality Performance. Low Impact Development International Conference, April 11-14 2010 | conference proceedings | bioretention | North Carolina | Nashville (edge of upper coastal plain) | parking lot | 1-2 years | shrubs, perennials, and trees | sandy loam to loamy sand, deeper soils were sandy clay loam and clay loam | 86-89% sand, 8-10% silt, 3-4% clay | 0.9 m media depth. Undersized and clogged bioretention cell. See O & M. Same bioretention cell was minitored before and after maintenance | yes | unknown | during the first monitoring period, the bioretention cells were (1) clogged with sediment from construction and (2) were severely undersized | 84 | 44 | 13 |  |  |  |  | 79 | 43 | -142 | -5 | 60 | [13 empty] | load reduction percentage | 0.94 | 1.64 | 0.07 | 0.06 | [6 empty] | 0.19 | 1.11 |  |  | 0.29 | 0.08 | 0.45 | 0.46 | 0.03 | 0.03 | 0.05 | 0.03 |  |  | 25 | 7 | [23 empty] | Line et al. 2012. Effectiveness of LID for Commercial Development in North Carolina. Journal of Environmental Engineering. 138(6); Brown and Hunt. 2011. Impacts of Media Depth of Effluent Water Quality and Hydrologic Performance of Undersized Bioretention Cells. Journal of Irrigation and Drainage Engineering 137(3)
Brown, R.A. and W. F. Hunt. 2010. Impact of Maintenance and (Im)properly Sizing Bioretention on Hydrologic and Water Quality Performance. Low Impact Development International Conference, April 11-14 2010 | conference proceedings | bioretention | North Carolina | Nashville (edge of upper coastal plain) | parking lot | 1-2 years | shrubs, perennials, and trees | sandy loam to loamy sand, deeper soils were sandy clay loam and clay loam | 86-89% sand, 8-10% silt, 3-4% clay | 0.6 m media depth. Repaired bioretention cell. See O & M. Same bioretention cell was minitored before and after maintenance | yes | unknown | After one year of monitoring, fines layer was removed from the top 7.6-cm and the surface area was expanded. Surface storage volume was increased by 89 percent | 78 | 8 | 39 |  |  |  |  | 82 | 47 | -21 | -232 | 39 | [13 empty] | load reduction percentage | 1.07 | 1.16 | 0.07 | 0.11 | [6 empty] | 0.19 | 0.51 |  |  | 0.18 | 0.04 | 0.7 | 0.61 | 0.01 | 0.04 | 0.07 | 0.07 |  |  | 43 | 15 | [23 empty] | Line et al. 2012. Effectiveness of LID for Commercial Development in North Carolina. Journal of Environmental Engineering. 138(6); Brown and Hunt. 2011. Impacts of Media Depth of Effluent Water Quality and Hydrologic Performance of Undersized Bioretention Cells. Journal of Irrigation and Drainage Engineering 137(3)
Brown, R.A. and W. F. Hunt. 2010. Impact of Maintenance and (Im)properly Sizing Bioretention on Hydrologic and Water Quality Performance. Low Impact Development International Conference, April 11-14 2010 | conference proceedings | bioretention | North Carolina | Nashville (edge of upper coastal plain) | parking lot | 1-2 years | shrubs, perennials, and trees | sandy loam to loamy sand, deeper soils were sandy clay loam and clay loam | 86-89% sand, 8-10% silt, 3-4% clay | 0.9m media depth. Repaired bioretention cell. See O & M. Same bioretention cell was minitored before and after maintenance | yes | unknown | After one year of monitoring, fines layer was removed from the top 7.6-cm and the surface area was expanded. Surface storage volume was increased by 89 percent | 89 | 4 | 28 |  |  |  |  | 88 | 54 | -113 | -425 | 58 | [13 empty] | load reduction percentage | 1.07 | 1.65 | 0.07 | 0.1 | [6 empty] | 0.19 | 1.08 |  |  | 0.18 | 0.03 | 0.7 | 0.55 | 0.01 | 0.06 | 0.07 | 0.05 |  |  | 43 | 8 | [23 empty] | Line et al. 2012. Effectiveness of LID for Commercial Development in North Carolina. Journal of Environmental Engineering. 138(6); Brown and Hunt. 2011. Impacts of Media Depth of Effluent Water Quality and Hydrologic Performance of Undersized Bioretention Cells. Journal of Irrigation and Drainage Engineering 137(3)
Hsieh and Davis. 2005. Evaluation and Optimization of Bioretention Media for Treatment of Urban Storm Water Runoff. Journal of Environmnetal Engineering. 131(11) | peer reviewed | bioretention | Maryland | College Park | parking lot | unknown | unknown | unknown | bottom sand layer plus shredded newspaper | BMP CP1 | raised pipe | unknown |  | -103 |  |  | 31 |  |  | >37 | [13 empty] | >94 |  |  |  |  | based on average concentration |  |  | <0.05 | <0.05 |  |  |  |  | 0.12 | 0.08 |  |  | 0.08 | <0.05 | [10 empty] | 19 | 37 | [12 empty] | 33 | <2
Hsieh and Davis. 2005. Evaluation and Optimization of Bioretention Media for Treatment of Urban Storm Water Runoff. Journal of Environmnetal Engineering. 131(11) | peer reviewed | bioretention | Maryland | College Park | parking lot | unknown | unknown | unknown | unknown | BMP CP2 | yes | unknown |  | 10 |  |  | 10 |  |  | >34 | [13 empty] | >95 |  |  |  |  | based on average concentration |  |  | <0.05 | <0.05 |  |  |  |  | 0.11 | 0.1 |  |  | 0.09 | <0.05 | [10 empty] | 18 | 16 | [12 empty] | 39 | <2
Hsieh and Davis. 2005. Evaluation and Optimization of Bioretention Media for Treatment of Urban Storm Water Runoff. Journal of Environmnetal Engineering. 131(11) | peer reviewed | bioretention test columns | indoor - lab setting | n/a | synthetic stormwater runoff | n/a | none | n/a | 100% Class I sand; d10= 0.17 mm; d60= 0.30 mm, d60/d10 = 1.8 | synthetic stormwater was run through BMP columns of varying media composition to test pollutant removal efficiencies | n/a | n/a | n/a | >96 | 85 |  | 11 |  |  | 8 | [13 empty] | >98 |  |  |  |  | concentration based reductions
Hsieh and Davis. 2005. Evaluation and Optimization of Bioretention Media for Treatment of Urban Storm Water Runoff. Journal of Environmnetal Engineering. 131(11) | peer reviewed | bioretention test columns | indoor - lab setting | n/a | synthetic stormwater runoff | n/a | none | n/a | 100% Class II sand; d10= 0.30 mm; d60= 0.84 mm, d60/d10 = 2.8 | synthetic stormwater was run through BMP columns of varying media composition to test pollutant removal efficiencies | n/a | n/a | n/a | >96 | 10 |  | 1 |  |  | 15 | [13 empty] | 96 |  |  |  |  | concentration based reductions
Hsieh and Davis. 2005. Evaluation and Optimization of Bioretention Media for Treatment of Urban Storm Water Runoff. Journal of Environmnetal Engineering. 131(11) | peer reviewed | bioretention test columns | indoor - lab setting | n/a | synthetic stormwater runoff | n/a | none | n/a | 93% Class I soil (d10=0.09 mm, d60=0.20, d60/d10=2.2), 5% Class I sand, 2% mulch | synthetic stormwater was run through BMP columns of varying media composition to test pollutant removal efficiencies | n/a | n/a | n/a | 29 | 47 |  | 1 |  |  | 6 | [13 empty] | >98 |  |  |  |  | concentration based reductions
Hsieh and Davis. 2005. Evaluation and Optimization of Bioretention Media for Treatment of Urban Storm Water Runoff. Journal of Environmnetal Engineering. 131(11) | peer reviewed | bioretention test columns | indoor - lab setting | n/a | synthetic stormwater runoff | n/a | none | n/a | 93% Class II soil (d10=0.13 mm, d60=0.81, d60/d10=6.2), 5% Class I sand, 2% mulch | synthetic stormwater was run through BMP columns of varying media composition to test pollutant removal efficiencies | n/a | n/a | n/a | 88 | 41 |  | 14 |  |  | 24 | [13 empty] | >98 |  |  |  |  | concentration based reductions
Hsieh and Davis. 2005. Evaluation and Optimization of Bioretention Media for Treatment of Urban Storm Water Runoff. Journal of Environmnetal Engineering. 131(11) | peer reviewed | bioretention test columns | indoor - lab setting | n/a | synthetic stormwater runoff | n/a | none | n/a | 93% Class III soil (d10=0.09 mm, d60=0.29, d60/d10=36.2), 5% Class I sand, 2% mulch | synthetic stormwater was run through BMP columns of varying media composition to test pollutant removal efficiencies | n/a | n/a | n/a | 91 | 48 |  | 8 |  |  | 16 | [13 empty] | >98 |  |  |  |  | concentration based reductions
Hsieh and Davis. 2005. Evaluation and Optimization of Bioretention Media for Treatment of Urban Storm Water Runoff. Journal of Environmnetal Engineering. 131(11) | peer reviewed | bioretention test columns | indoor - lab setting | n/a | synthetic stormwater runoff | n/a | none | n/a | 91% mulch, 9% class I sand | synthetic stormwater was run through BMP columns of varying media composition to test pollutant removal efficiencies | n/a | n/a | n/a | 86 | 4 |  | 43 |  |  | 16 | [13 empty] | 75 |  |  |  |  | concentration based reductions
Hsieh and Davis. 2005. Evaluation and Optimization of Bioretention Media for Treatment of Urban Storm Water Runoff. Journal of Environmnetal Engineering. 131(11) | peer reviewed | bioretention test columns | indoor - lab setting | n/a | synthetic stormwater runoff | n/a | none | n/a | 97% class I sand, 3% mulch | synthetic stormwater was run through BMP columns of varying media composition to test pollutant removal efficiencies | n/a | n/a | n/a | >96 | 61 |  | 9 |  |  | 9 | [13 empty] | >98 |  |  |  |  | concentration based reductions
Hsieh and Davis. 2005. Evaluation and Optimization of Bioretention Media for Treatment of Urban Storm Water Runoff. Journal of Environmnetal Engineering. 131(11) | peer reviewed | bioretention test columns | indoor - lab setting | n/a | synthetic stormwater runoff | n/a | none | n/a | 77% class I sand, 21% class I soil, 2% mulch | synthetic stormwater was run through BMP columns of varying media composition to test pollutant removal efficiencies | n/a | n/a | n/a | 66 | 47 |  | 3 |  |  | 2 | [13 empty] | >98 |  |  |  |  | concentration based reductions
Hsieh and Davis. 2005. Evaluation and Optimization of Bioretention Media for Treatment of Urban Storm Water Runoff. Journal of Environmnetal Engineering. 131(11) | peer reviewed | bioretention test columns | indoor - lab setting | n/a | synthetic stormwater runoff | n/a | none | n/a | 66% class I sand, 26% class I soil, 8% mulch | synthetic stormwater was run through BMP columns of varying media composition to test pollutant removal efficiencies | n/a | n/a | n/a | 94 | 50 |  | 4 |  |  | 7 | [13 empty] | >98 |  |  |  |  | concentration based reductions
Hsieh and Davis. 2005. Evaluation and Optimization of Bioretention Media for Treatment of Urban Storm Water Runoff. Journal of Environmnetal Engineering. 131(11) | peer reviewed | bioretention test columns | indoor - lab setting | n/a | synthetic stormwater runoff | n/a | none | n/a | 62% class I sand, 32% class I soil, 6% mulch | synthetic stormwater was run through BMP columns of varying media composition to test pollutant removal efficiencies | n/a | n/a | n/a | 94 | 39 |  | 4 |  |  | 7 | [13 empty] | >98 |  |  |  |  | concentration based reductions
Hsieh and Davis. 2005. Evaluation and Optimization of Bioretention Media for Treatment of Urban Storm Water Runoff. Journal of Environmnetal Engineering. 131(11) | peer reviewed | bioretention test columns | indoor - lab setting | n/a | synthetic stormwater runoff | n/a | none | n/a | 76% class I sand, 24% class I soil | synthetic stormwater was run through BMP columns of varying media composition to test pollutant removal efficiencies | n/a | n/a | n/a | 93 | 39 |  | 2 |  |  | 5 | [13 empty] | >98 |  |  |  |  | concentration based reductions
Hsieh and Davis. 2005. Evaluation and Optimization of Bioretention Media for Treatment of Urban Storm Water Runoff. Journal of Environmnetal Engineering. 131(11) | peer reviewed | bioretention test columns | indoor - lab setting | n/a | synthetic stormwater runoff | n/a | none | n/a | 54% class I sand, 43% class I soil, 3% mulch | synthetic stormwater was run through BMP columns of varying media composition to test pollutant removal efficiencies | n/a | n/a | n/a | >96 | 83 |  | 13 |  |  | 26 | [13 empty] | >98 |  |  |  |  | concentration based reductions
Hsieh and Davis. 2005. Evaluation and Optimization of Bioretention Media for Treatment of Urban Storm Water Runoff. Journal of Environmnetal Engineering. 131(11) | peer reviewed | bioretention test columns | indoor - lab setting | n/a | synthetic stormwater runoff | n/a | none | n/a | 73% class I sand, 24% class I soil, 3% mulch | synthetic stormwater was run through BMP columns of varying media composition to test pollutant removal efficiencies | n/a | n/a | n/a | >96 | 57 |  | 24 |  |  | 17 | [13 empty] | >98 |  |  |  |  | concentration based reductions
Hsieh and Davis. 2005. Evaluation and Optimization of Bioretention Media for Treatment of Urban Storm Water Runoff. Journal of Environmnetal Engineering. 131(11) | peer reviewed | bioretention test columns | indoor - lab setting | n/a | synthetic stormwater runoff | n/a | none | n/a | 70% class I sand, 19% class I soil, 11% mulch | synthetic stormwater was run through BMP columns of varying media composition to test pollutant removal efficiencies | n/a | n/a | n/a | >96 | 54 |  | 27 |  |  | 20 | [13 empty] | >98 |  |  |  |  | concentration based reductions
Hsieh and Davis. 2005. Evaluation and Optimization of Bioretention Media for Treatment of Urban Storm Water Runoff. Journal of Environmnetal Engineering. 131(11) | peer reviewed | bioretention test columns | indoor - lab setting | n/a | synthetic stormwater runoff | n/a | none | n/a | 81% class II sand, 17% class II soil, 2% mulch | synthetic stormwater was run through BMP columns of varying media composition to test pollutant removal efficiencies | n/a | n/a | n/a | 96 | 24 |  | 6 |  |  | 11 | [13 empty] | 97 |  |  |  |  | concentration based reductions
Hsieh and Davis. 2005. Evaluation and Optimization of Bioretention Media for Treatment of Urban Storm Water Runoff. Journal of Environmnetal Engineering. 131(11) | peer reviewed | bioretention test columns | indoor - lab setting | n/a | synthetic stormwater runoff | n/a | none | n/a | 26% class II sand, 72% class II soil, 2% mulch | synthetic stormwater was run through BMP columns of varying media composition to test pollutant removal efficiencies | n/a | n/a | n/a | 92 | 72 |  | 9 |  |  | 19 | [13 empty] | >98 |  |  |  |  | concentration based reductions
Hsieh and Davis. 2005. Evaluation and Optimization of Bioretention Media for Treatment of Urban Storm Water Runoff. Journal of Environmnetal Engineering. 131(11) | peer reviewed | bioretention test columns | indoor - lab setting | n/a | synthetic stormwater runoff | n/a | none | n/a | 49% class II sand, 49% class II soil, 2% mulch | synthetic stormwater was run through BMP columns of varying media composition to test pollutant removal efficiencies | n/a | n/a | n/a | 93 | 74 |  | 8 |  |  | 20 | [13 empty] | >98 |  |  |  |  | concentration based reductions
Davis, A. P., Shokouhian, M., Sharma, H., and Minami, C. 2001. “Laboratory study of biological retention for urban stormwater management.”Water Environ. Res., 731, 5–14. | peer reviewed | bioretention prototypes | indoor - lab setting | n/a | synthetic stormwater runoff | n/a | creeping juniper | n/a | sandy loam and loamy sand (74-78% sand, 8-15% clay, 7-17% silt ) | small experiemental bioretention | yes | n/a | n/a |  | 71 |  | n/a | 75 |  | 60 | [11 empty] | 98 | 97 | 98 |  |  |  |  | based on average concentration |  |  | 0.44 | 0.13 | 3.5 | 0.88 |  |  | n/a | n/a |  |  | 1.2 | 0.48 | [20 empty] | 140 | 3.4 | 600 | <25 | 61 | <2 | [8 empty] | pollutant values summarized from "lower" port in each bioretention, i.e. potentially the most like effluent.
Davis, A. P., Shokouhian, M., Sharma, H., and Minami, C. 2001. “Laboratory study of biological retention for urban stormwater management.”Water Environ. Res., 731, 5–14. | peer reviewed | bioretention prototypes | indoor - lab setting | n/a | synthetic stormwater runoff | n/a | creeping juniper | n/a | sandy loam and loamy sand (74-78% sand, 8-15% clay, 7-17% silt ) | large experimental bioretention | yes | n/a | n/a |  | 81 |  | 24 | 68 |  | 79 | [11 empty] | 92 | 98 | 98 |  |  |  |  | based on average concentration |  |  | 0.52 | 0.1 | 2.8 | 0.9 |  |  | 0.34 | 0.26 |  |  | 2.4 | 0.5 | [20 empty] | 64 | 4.9 | 590 | <25 | 54 | <2 | [8 empty] | pollutant values summarized from "lower" port in each bioretention, i.e. potentially the most like effluent.
Hsieh, C.-H., and Davis, A. P. 2005. “Multiple-event study of bioretention for treatment of urban stormwater runoff.” Water Sci. Technol., 51, 3–4, 177–181 | peer reviewed | bioretention test columns | indoor - lab setting | n/a | synthetic stormwater runoff | n/a | none | n/a | sandy loam (66% sand, 19% clay, 15% silt) |  | n/a | n/a | n/a | 91 | 63 |  | -16 |  |  | 13 | [13 empty] | 98 |  |  |  |  | mass load | [48 empty] | 12 weekly tests, objective was to document pollutant reductions over time |  |  |  | 1.62 g | 0.60 g |  |  |  |  | 1.60 g | 1.85 g |  |  | 1.26 g | 1.1 g | [10 empty] | 87.4 g | 7.6 g | [12 empty] | 51.4 g | <1 g
Davis, Hunt, Traver, and Clar. 2009. Bioretention Technology: Overview of Current Practice and Future Needs. Journal of Environmental Engineering. 135(3). | peer reviewed | bioretention | Maryland | College Park | unknown | unknown | unknown | unknown | unknown |  | unknown | unknown | unknown | 59 | 79 | [17 empty] | 54 | [5 empty] | load reduction percentage |  |  | 0.61 | 0.15 | [20 empty] | 34 | 18 | [10 empty] | 107 | 48 | [11 empty] | This paper is a summary of other bioretention studies. Original source - Davis (2007)
Davis, Hunt, Traver, and Clar. 2009. Bioretention Technology: Overview of Current Practice and Future Needs. Journal of Environmental Engineering. 135(3). | peer reviewed | bioretention | Maryland | College Park | unknown | unknown | unknown | unknown | unknown |  | unknown | unknown | unknown | 54 | 77 | [17 empty] | 69 | [5 empty] | load reduction percentage |  |  | 0.61 | 0.17 | [20 empty] | 34 | 13 | [10 empty] | 107 | 44 | [11 empty] | This paper is a summary of other bioretention studies. Original source - Davis (2007)
Davis, Hunt, Traver, and Clar. 2009. Bioretention Technology: Overview of Current Practice and Future Needs. Journal of Environmental Engineering. 135(3). | peer reviewed | bioretention | North Carolina | Louisburg | unknown | unknown | unknown | unknown | unknown |  | unknown | unknown | unknown |  | 69 | 65 | [22 empty] | load reduction percentage | 1.7 | 1.25 | 0.29 | 0.18 | [45 empty] | This paper is a summary of other bioretention studies. Original source - Sharkey (2006)
Landsman and Davis. 2018. Evaluation of Nutrients and Suspended Solids Removal by Stormwater Control Measures Using High-Flow Media. Journal of Environmental Engineering. 144(10) | peer reviewed | high flow media | Maryland | Prince George's County | residential neighborhood | unknown | unknown | unknown | 0.26-1.5% organic matter | SCM A - high slow media around perforated storage | unknown | unknown | unknown | 89 | 66 | 68 | 58 |  |  | 0 |  | 73 |  |  | 78 | 78 | [12 empty] | pollutant mass load reduction | [100 empty] | 6 | 1.9 | 1.3 | 0.46 |  |  |  |  | 1.4 | 0.58 |  |  | 0.27 | 0.27 |  |  | 2.6 | 0.72 |  |  | 0.65 | 0.14 | 0.15 | 0.03 | 209 | 22 | [24 empty] | 186 kg/ha/yr | .88 kg/ha/yr | 4.1 kg/ha/yr | 0.8 kg/ha/yr |  |  | 0 kg/ha/yr |  | 1.9 kg/ha/yr |  |  | .5 kg/ha/yr | .12 kg/ha/yr
Landsman and Davis. 2018. Evaluation of Nutrients and Suspended Solids Removal by Stormwater Control Measures Using High-Flow Media. Journal of Environmental Engineering. 144(10) | peer reviewed | high flow media | Maryland | Prince George's County | residential neighborhood | unknown | unknown | unknown | 0.26-1.5% organic matter | SCM B - high slow media around perforated storage | unknown | unknown | unknown | 97 | 79 | 26 | -29 |  |  | 58 |  | 18 |  |  | 89 | [13 empty] | pollutant mass load reduction | [100 empty] | 2.7 | 2 | 0.72 | 0.15 |  |  |  |  | 0.55 | 0.71 |  |  | 0.35 | 0.15 |  |  | 1.2 | 1 |  |  | 0.48 | 0.05 |  |  | 230 | 8 | [24 empty] | 222 kg/ha/yr | .57 kg/ha/yr | .7 kg/ha/yr | -0.16 kg/ha/yr |  |  | 0.21 kg/ha/yr |  | 0.22 kg/ha/yr |  |  | .43 kg/ha/yr
Landsman and Davis. 2018. Evaluation of Nutrients and Suspended Solids Removal by Stormwater Control Measures Using High-Flow Media. Journal of Environmental Engineering. 144(10) | peer reviewed | high flow media | Maryland | Prince George's County | residential neighborhood | unknown | unknown | unknown | 0.26-1.5% organic matter | SCM C - filtering before storage | unknown | unknown | unknown | 98 | 84 | 62 | 6 |  |  | 80 |  | 67 | [16 empty] | pollutant mass load reduction | [100 empty] | 2.6 | 0.99 | 0.94 | 0.15 |  |  |  |  | 0.24 | 0.23 |  |  | 0.25 | 0.05 |  |  | 1.6 | 0.52 | [6 empty] | 193 | 3 | [24 empty] | 193 kg/ha/yr | .79 kg/ha/yr | 1.6 kg/ha/yr | 0.01 kg/ha/yr |  |  | 0.2 kg/ha/yr |  | 1 kg/ha/yr
Landsman and Davis. 2018. Evaluation of Nutrients and Suspended Solids Removal by Stormwater Control Measures Using High-Flow Media. Journal of Environmental Engineering. 144(10) | peer reviewed | high flow media | Maryland | Prince George's County | residential neighborhood | unknown | unknown | unknown | 0.26-1.5% organic matter | SCM D - storage before filtration | unknown | unknown | unknown | 95 | 74 | -4 | -456 |  |  | 17 |  | 52 |  |  | 84 | 72 | [12 empty] | pollutant mass load reduction | [100 empty] | 3 | 3.1 | 1.3 | 0.34 |  |  |  |  | 0.28 | 1.6 |  |  | 0.27 | 0.22 |  |  | 1.8 | 0.87 |  |  | 0.38 | 0.06 | 0.25 | 0.07 | 171 | 8 | [24 empty] | 163 kg/ha/yr | .95 kg/ha/yr | -0.12 kg/ha/yr | -1.3 kg/ha/yr |  |  | 0.05 kg/ha/yr |  | 0.92 kg/ha/yr |  |  | .32 kg/ha/yr | .18 kg/ha/yr
Yu, Kuo, Fassman and Pan. 2001. Field Test of Grassed-Swale Performance in Removing Runoff Pollution. Journal of Water Resources Planning and Management. 127(3) | peer reviewed | grassed swale | Virginia | northern Virginia (approx Leesburg) | highway | unknown | grass | unknown | n/a | monitored during highway construction | unknown | unknown | unknown | 94 | 98.6 | [23 empty] | pollutant mass removal